## TY2024
Scenario: National Estimates
Resource Capacities* (MW) - Accounts for derating ** | AL00 | AT00 | BA00 | BE00 | BG00 | CH00 | CY00 | CZ00 | DE00 | DEKF | DKE1 | DKKF | DKW1 | EE00 | ES00 | FI00 | FR00 | GR00 | GR03 | HR00 | HU00 | IE00 | ITCA | ITCN | ITCS | ITN1 | ITS1 | ITSA | ITSI | LT00 | LUG1 | LV00 | ME00 | MK00 | MT00 | NL00 | NOM1 | NON1 | NOS0 | PL00 | PT00 | RO00 | RS00 | SE01 | SE02 | SE03 | SE04 | SI00 | SK00 | TR00 | UA00 | UK00 | UKNI
Nuclear | 0 | 0 | 0 | 3929 | 2000 | 2930 | 0 | 4047.1 | 0 | 0 | 0 | 0 | 0 | 0 | 7117.36 | 4394 | 61761 | 0 | 0 | 0 | 1900 | 0 | 0 | 0 | 0 | 0 | 0 | 0 | 0 | 0 | 0 | 0 | 0 | 0 | 0 | 486 | 0 | 0 | 0 | 0 | 0 | 1300 | 0 | 0 | 0 | 6835 | 0 | 703 | 2312.4403 | 0 | 12468 | 6075 | 0
Lignite | 0 | 0 | 1888 | 0 | 3523 | 0 | 0 | 5428.5502 | 14960.7 | 0 | 0 | 0 | 0 | 0 | 0 | 0 | 0 | 660 | 0 | 0 | 412 | 39 | 0 | 0 | 0 | 0 | 0 | 0 | 0 | 0 | 0 | 0 | 450 | 450 | 0 | 0 | 0 | 0 | 0 | 7445.5 | 0 | 2029.3 | 4689.748 | 0 | 0 | 0 | 0 | 539 | 78.417 | 7897.8249 | 0 | 0 | 0
Hard Coal | 0 | 0 | 0 | 0 | 128 | 0 | 0 | 0 | 10903.39 | 0 | 1.4525 | 0 | 414.8945 | 0 | 536 | 669.1 | 1136 | 0 | 0 | 290 | 14.28 | 570 | 0 | 0 | 1230 | 0 | 0 | 449 | 0 | 0 | 0 | 0 | 0 | 0 | 0 | 2795.99 | 0 | 0 | 0 | 14144.4307 | 0 | 219 | 0 | 0 | 0 | 0 | 0 | 123 | 268.9257 | 8081.394 | 11837.7626 | 0 | 0
Gas | 0 | 4206.12 | 0 | 5720.6 | 1542 | 0 | 1155 | 1385.3972 | 28597.0988 | 0 | 180.3407 | 0 | 937.2238 | 250 | 24498.56 | 1193 | 7189 | 6037.362 | 0 | 1474 | 2174.8 | 3947 | 3497.4 | 1077.1 | 7112.9 | 24234 | 3954 | 590 | 3012.69 | 648 | 0 | 1077 | 0 | 309.5 | 336.3 | 13507 | 0 | 0 | 0 | 3681.68 | 3829 | 3090.241 | 400.9 | 89.9745 | 53.748 | 324.041 | 0 | 575 | 746.632 | 25567.7968 | 2141.3 | 39668.22 | 1713
Oil | 0 | 120 | 0 | 158 | 0 | 0 | 647.7 | 0 | 1941.47 | 0 | 542.1 | 0 | 14 | 330 | 0 | 0 | 1331 | 0 | 661 | 303 | 495 | 574 | 0 | 0 | 0 | 0 | 0 | 0 | 866 | 0 | 0 | 0 | 0 | 0 | 0 | 0 | 0 | 0 | 0 | 0 | 0 | 0 | 0 | 0 | 0 | 0 | 0 | 0 | 133.278 | 342.1332 | 0 | 1323.61 | 389
Electrolyser | 0 | 9.5 | 0 | 70 | 0 | 0 | 0 | 0 | 1629.1429 | 0 | 72 | 0 | 102 | 0 | 400 | 111.2667 | 1131 | 0 | 0 | 0 | 0 | 0 | 0 | 0 | 0 | 0 | 0 | 0 | 0 | 0 | 0 | 0 | 0 | 0 | 0 | 850 | 0 | 0 | 0 | 0 | 0 | 0 | 0 | 0 | 0 | 0 | 0 | 0 | 0 | 0 | 0 | 3153.8249 | 0
Hydro - Pondage (Turbine) | 0 | 1146.78 | 227.8 | 0 | 0 | 0 | 0 | 0 | 0 | 0 | 0 | 0 | 0 | 0 | 0 | 0 | 1411.7928 | 22.02 | 0 | 320.94 | 0 | 0 | 0 | 0 | 0 | 0 | 0 | 0 | 0 | 0 | 0 | 1592 | 0 | 0 | 0 | 0 | 0 | 0 | 0 | 0 | 266 | 0 | 0 | 0 | 0 | 0 | 0 | 1000.7 | 202.88 | 0 | 0 | 0 | 0
Hydro - Run of River (Turbine) | 400.672 | 4790.0215 | 25 | 129.002 | 535.51 | 4139.0909 | 0 | 431.63 | 3932 | 0 | 0 | 0 | 0 | 0 | 3453.0982 | 0 | 12188.2072 | 261.2467 | 0 | 63.14 | 56.856 | 215 | 148.864 | 285.7 | 652.833 | 4476.615 | 0 | 82.2 | 65.9 | 126.2 | 37 | 0 | 39.671 | 203.5 | 0 | 37.7 | 0 | 0 | 0 | 523.06 | 505 | 3306.4404 | 2040.22 | 0 | 0 | 0 | 0 | 127 | 1300.5453 | 10111.853 | 200 | 1972.18 | 0
Hydro - Reservoir (Turbine) | 1821.744 | 2755.529 | 1456 | 0 | 1281.3 | 8339.0909 | 0 | 697.72 | 1297 | 0 | 0 | 0 | 0 | 0 | 10972.199 | 3236.608 | 9477 | 2471.7 | 0 | 1568.09 | 0 | 0 | 686.44 | 341.6 | 1127.529 | 7122.093 | 189.52 | 136.2 | 67.1 | 0 | 0 | 0 | 649 | 538.6 | 0 | 0 | 0 | 0 | 0 | 271.48 | 3765.5 | 2214.044 | 434.27 | 5444 | 7650.1 | 2286 | 237.1 | 0 | 21.28 | 24691 | 4938 | 0 | 6
Hydro - Pump Storage Open Loop (Turbine) | 0 | 3433.5 | 440 | 0 | 535 | 2070 | 0 | 470.4 | 1644.1 | 0 | 0 | 0 | 0 | 0 | 2683.32 | 0 | 1850 | 699 | 0 | 281.4 | 0 | 0 | 0 | 0 | 742 | 2510.2 | 0 | 0 | 80 | 0 | 0 | 0 | 0 | 0 | 0 | 0 | 4502.9435 | 6274.7145 | 23456.2071 | 216.26 | 3839.4 | 809.944 | 0 | 0 | 0 | 0 | 0 | 0 | 276.2 | 0 | 0 | 0 | 0
Hydro - Pump Storage Closed Loop (Turbine) | 0 | 0 | 0 | 1251 | 864 | 1998 | 0 | 688.05 | 6449.64 | 0 | 0 | 0 | 0 | 0 | 3331.3667 | 0 | 1950 | 0 | 0 | 0 | 0 | 292 | 0 | 0 | 985 | 2505 | 0 | 240 | 500 | 828 | 0 | 0 | 0 | 0 | 0 | 0 | 0 | 0 | 0 | 1333.35 | 0 | 0 | 614 | 0 | 0 | 0 | 0 | 180 | 649.86 | 0 | 1983 | 2744 | 0
Hydro - Pump Storage Open Loop (Pumping) | 0 | -2942.92 | -440 | 0 | -148 | -1500 | 0 | -438 | -1361 | 0 | 0 | 0 | 0 | 0 | -2424.0056 | 0 | -1850 | -735 | 0 | -246.9 | 0 | 0 | 0 | 0 | -333 | -1701 | 0 | 0 | -58 | 0 | 0 | 0 | 0 | 0 | 0 | 0 | -75.8 | -1.98 | -1015.63 | -172 | -3586.4 | -91.5 | 0 | 0 | 0 | 0 | 0 | 0 | -178.28 | 0 | 0 | 0 | 0
Hydro - Pump Storage Closed Loop (Pumping) | 0 | 0 | 0 | -1175.59 | -784 | -1998 | 0 | -664 | -6601.6 | 0 | 0 | 0 | 0 | 0 | -3141.01 | 0 | -1950 | 0 | 0 | 0 | 0 | -292 | 0 | 0 | -985 | -2502 | 0 | -242 | -570 | -720 | 0 | 0 | 0 | 0 | 0 | 0 | 0 | 0 | 0 | -1486 | 0 | 0 | -560 | 0 | 0 | 0 | 0 | -185 | -649.86 | 0 | -2449 | -2684 | 0
Batteries (Injection) | 0 | 26.656 | 0 | 294 | 0 | 0 | 0 | 257.7473 | 2409.38 | 0 | 0 | 0 | 0 | 0 | 50 | 72.2 | 470 | 25 | 0 | 0 | 20 | 400 | 0 | 42.8 | 318.08 | 846 | 54.2 | 911 | 30.4 | 200 | 0 | 0 | 0 | 0 | 0 | 2706 | 0 | 0 | 0 | 0 | 0 | 40 | 0 | 0 | 0 | 0 | 0 | 65 | 0 | 0 | 214 | 3498.52 | 0
Batteries (Offtake) | 0 | -26.656 | 0 | -294 | 0 | 0 | 0 | -257.7473 | -2409.38 | 0 | 0 | 0 | 0 | 0 | -50 | -72.2 | -470 | -25 | 0 | 0 | -20 | -400 | 0 | -42.8 | -318.08 | -846 | -54.2 | -911 | -30.4 | -200 | 0 | 0 | 0 | 0 | 0 | -2706 | 0 | 0 | 0 | 0 | 0 | -40 | 0 | 0 | 0 | 0 | 0 | -65 | 0 | 0 | -214 | -3925.359 | 0
Wind Onshore | 30 | 4600.0025 | 362.4 | 3364 | 749 | 195.4545 | 157.5 | 485.762 | 58448.4 | 0 | 820.2993 | 0 | 4256.8462 | 326 | 31058.124 | 7212.1055 | 22259 | 5392.6 | 292.2204 | 2184.8071 | 334.29 | 5145.8 | 1399.3839 | 258.6399 | 2483.3107 | 199.4846 | 5688.994 | 1387.3737 | 2305.9026 | 1593.33 | 225.4 | 112 | 151.2 | 50 | 0 | 8713 | 2874.975 | 1707.4233 | 2500.56 | 10087.44 | 5718.5 | 4000 | 2529 | 3096.3094 | 6962.8508 | 3496.9764 | 1924.7423 | 49.4412 | 197.9798 | 12000 | 3076 | 14791.903 | 1516
Wind Offshore | 0 | 0 | 0 | 2253 | 0 | 0 | 0 | 0 | 10233.8 | 336 | 423.4 | 605 | 1627.4 | 0 | 0 | 42 | 1474 | 0 | 0 | 0 | 0 | 25.2 | 0 | 18.0685 | 65.0467 | 26.7913 | 137.0717 | 62.3053 | 52.3364 | 0 | 0 | 0 | 0 | 0 | 0 | 5157 | 0 | 0 | 3.5 | 0 | 37.5 | 0 | 0 | 0 | 25.6281 | 39.8763 | 212.5714 | 0 | 0 | 0 | 0 | 16776.8 | 0
Solar (Thermal) | 0 | 0 | 0 | 0 | 0 | 0 | 0 | 0 | 0 | 0 | 0 | 0 | 0 | 0 | 2300 | 0 | 0 | 0 | 0 | 50 | 0 | 0 | 0 | 0 | 0 | 0 | 0 | 0 | 30 | 0 | 0 | 10 | 0 | 0 | 0 | 0 | 0 | 0 | 0 | 0 | 0 | 0 | 0 | 0 | 0 | 0 | 0 | 0 | 0 | 0 | 2120 | 0 | 0
Solar (Photovoltaic) | 250 | 4350.257 | 116.7 | 7754.999 | 1785.237 | 5815.4545 | 540 | 3325.7713 | 73274.1 | 0 | 1530 | 0 | 3031.3892 | 478 | 16581.8087 | 673 | 15185 | 6154.4688 | 254.8561 | 350.4 | 5543.5882 | 249 | 809.7237 | 2657.4807 | 4929.1629 | 16923.144 | 4248.2539 | 1363.6639 | 3636.4232 | 700 | 277.6 | 15.03 | 10 | 84 | 230.6248 | 25859.7276 | 180 | 0 | 620.6667 | 12212.55 | 4353.8042 | 2600 | 2346 | 23.1119 | 125.8714 | 1829.0346 | 797.7799 | 800.65 | 841.4141 | 9700 | 6365 | 16937.852 | 296
Others renewable | 0 | 615.1891 | 0 | 598.625 | 219 | 385.4545 | 15 | 727.1481 | 10885.39 | 0 | 0 | 0 | 7.26 | 150.65 | 1090.0001 | 2624.82 | 2240 | 355.5392 | 0 | 383 | 131.7564 | 65 | 166.08 | 1022.21 | 326.43 | 1738.51 | 271.46 | 92.85 | 83.48 | 210.99 | 79.3 | 119.0179 | 33.56 | 31 | 0 | 609.6 | 0 | 0.003 | 0 | 1210.32 | 905.5 | 126 | 30.24 | 291 | 703 | 2789 | 780.3 | 60.5 | 363.2402 | 1920.564 | 688 | 8462.38 | 64
Others non-renewable | 0 | 845.24 | 0 | 1379 | 0 | 560.9091 | 0 | 1968.2251 | 6084.9 | 0 | 0 | 0 | 0 | 164.7 | 4929.8068 | 470.5 | 5799.6 | 0 | 0 | 200 | 1102.3894 | 138 | 47 | 1176 | 1065 | 4460 | 1310 | 308 | 927 | 108.89 | 96 | 0 | 0 | 0 | 0 | 4442 | 20 | 195 | 50 | 6604.1655 | 565 | 0 | 0 | 0 | 0 | 0 | 0 | 0 | 110.3717 | 1082.242 | 0 | 0 | 9
Biofuel | 0 | 0 | 0 | 354.4 | 0 | 0 | 0 | 0 | 0 | 0 | 1246.6658 | 0 | 1145.9875 | 330 | 0 | 1226.9 | 0 | 0 | 0 | 0 | 159.22 | 39 | 0 | 0 | 0 | 0 | 0 | 0 | 0 | 0 | 0 | 0 | 0 | 0 | 0 | 1210.01 | 0 | 0 | 0 | 0 | 0 | 0 | 0 | 0 | 0 | 0 | 0 | 0 | 201.7813 | 0 | 0 | 0 | 18
Demand Side Response capacity | 0 | 50 | 0 | 1364.5386 | 0 | 0 | 0 | 0 | 2736.48 | 0 | 0 | 0 | 0 | 45 | 0 | 1627.9544 | 4000 | 80 | 0 | 57 | 0 | 600 | 15.1 | 130.6 | 168.9 | 1093.317 | 78.2 | 6.8 | 31.1 | 7.5 | 4.2857 | 150 | 0 | 0 | 0 | 700 | 1516.8 | 1217.2 | 3625.5 | 0 | 0 | 0 | 0 | 161.7429 | 244.2 | 707.2287 | 199.8 | 61 | 0 | 0 | 0 | 3153.8249 | 165
* Net Generation capacities unless stated otherwhise
** Derating ratios per technology were averaged and applied on resource capacities
Energy Storage (MWh) | AL00 | AT00 | BA00 | BE00 | BG00 | CH00 | CY00 | CZ00 | DE00 | DEKF | DKE1 | DKKF | DKW1 | EE00 | ES00 | FI00 | FR00 | GR00 | GR03 | HR00 | HU00 | IE00 | ITCA | ITCN | ITCS | ITN1 | ITS1 | ITSA | ITSI | LT00 | LUG1 | LV00 | ME00 | MK00 | MT00 | NL00 | NOM1 | NON1 | NOS0 | PL00 | PT00 | RO00 | RS00 | SE01 | SE02 | SE03 | SE04 | SI00 | SK00 | TR00 | UA00 | UK00 | UKNI
Hydro - Pondage | 0 | 5314.957 | 810 | 0 | 0 | 0 | 0 | 0 | 0 | 0 | 0 | 0 | 0 | 0 | 0 | 0 | 13600 | 1000 | 0 | 3991 | 0 | 0 | 0 | 0 | 0 | 0 | 0 | 0 | 0 | 0 | 0 | 16000.4 | 0 | 0 | 0 | 0 | 0 | 0 | 0 | 0 | 3700 | 0 | 0 | 0 | 0 | 0 | 0 | 3210 | 11764.1796 | 0 | 0 | 0 | 0
Hydro - Reservoir | 1721680 | 769036.568 | 1711510 | 0 | 842860.8594 | 7996375.7508 | 0 | 2500 | 258578.022 | 0 | 0 | 0 | 0 | 0 | 11648512.501 | 5530000 | 10000000 | 3560000 | 0 | 2045910 | 0 | 0 | 572400 | 187000 | 803360 | 3707000 | 153800 | 144400 | 81300 | 0 | 0 | 0 | 460000 | 628337 | 0 | 0 | 0 | 0 | 0 | 820 | 1289600 | 2123865 | 646000 | 14426307 | 14798598.9 | 2635077 | 71350 | 0 | 17241.5451 | 86418500 | 890000 | 0 | 0
Hydro - Pump Storage Open Loop | 0 | 1732313 | 3430 | 0 | 255257.2924 | 100000 | 0 | 2300 | 416759 | 0 | 0 | 0 | 0 | 0 | 5961860 | 0 | 90000 | 4500 | 0 | 18300 | 0 | 0 | 0 | 0 | 93200 | 194000 | 0 | 0 | 20400 | 0 | 0 | 0 | 0 | 0 | 0 | 0 | 8659715.99 | 23092366.83 | 57825336.632 | 1240 | 2017900 | 1032800 | 0 | 0 | 0 | 0 | 0 | 0 | 45547.6838 | 0 | 0 | 0 | 0
Hydro - Pump Storage Closed Loop | 0 | 0 | 0 | 5600 | 218635.754 | 95882.6667 | 0 | 3700 | 629879.789 | 0 | 0 | 0 | 0 | 0 | 95435 | 0 | 10000 | 0 | 0 | 0 | 0 | 1720 | 0 | 0 | 4300 | 31300 | 0 | 7800 | 2300 | 10600 | 0 | 0 | 0 | 0 | 0 | 0 | 0 | 0 | 0 | 6350 | 0 | 0 | 194000 | 0 | 0 | 0 | 0 | 2596 | 4099.5445 | 0 | 13500 | 26380 | 0
Batteries | 0 | 39.9839 | 0 | 588 | 0 | 0 | 0 | 515.4946 | 4818.75 | 0 | 0 | 0 | 0 | 0 | 100 | 72.18 | 940 | 75 | 0 | 0 | 56 | 800 | 0 | 171.2 | 1380.32 | 3344 | 150.8 | 6548 | 121.6 | 200 | 0 | 0 | 0 | 0 | 0 | 9408 | 0 | 0 | 0 | 0 | 0 | 40 | 0 | 0 | 0 | 0 | 0 | 89 | 0 | 0 | 510.8 | 3936.9155 | 0

## TY 2025
Scenario: National Estimates
Resource Capacities* (MW) - Accounts for derating ** | AL00 | AT00 | BA00 | BE00 | BG00 | CH00 | CY00 | CZ00 | DE00 | DEKF | DKE1 | DKKF | DKW1 | EE00 | ES00 | FI00 | FR00 | GR00 | GR03 | HR00 | HU00 | IE00 | ITCA | ITCN | ITCS | ITN1 | ITS1 | ITSA | ITSI | LT00 | LUG1 | LV00 | ME00 | MK00 | MT00 | NL00 | NOM1 | NON1 | NOS0 | PL00 | PT00 | RO00 | RS00 | SE01 | SE02 | SE03 | SE04 | SI00 | SK00 | TR00 | UA00 | UK00 | UKNI
Nuclear | 0 | 0 | 0 | 3929 | 2000 | 2930 | 0 | 4047.1 | 0 | 0 | 0 | 0 | 0 | 0 | 7117.36 | 4394 | 61761 | 0 | 0 | 0 | 1900 | 0 | 0 | 0 | 0 | 0 | 0 | 0 | 0 | 0 | 0 | 0 | 0 | 0 | 0 | 486 | 0 | 0 | 0 | 0 | 0 | 1300 | 0 | 0 | 0 | 6835 | 0 | 703 | 2751.6373 | 1114 | 12468 | 4289 | 0
Lignite | 0 | 0 | 2018 | 0 | 3433 | 0 | 0 | 4866.4702 | 12017.7 | 0 | 0 | 0 | 0 | 0 | 0 | 0 | 0 | 0 | 0 | 0 | 412 | 39 | 0 | 0 | 0 | 0 | 0 | 0 | 0 | 0 | 0 | 0 | 450 | 0 | 0 | 0 | 0 | 0 | 0 | 7036.5 | 0 | 1789.3 | 4689.748 | 0 | 0 | 0 | 0 | 539 | 78.417 | 8876.5749 | 0 | 0 | 0
Hard Coal | 0 | 0 | 0 | 0 | 128 | 0 | 0 | 0 | 10606.6 | 0 | 1.4525 | 0 | 414.8738 | 0 | 536 | 278.1 | 0 | 0 | 0 | 290 | 14.28 | 570 | 0 | 0 | 0 | 0 | 0 | 449 | 0 | 0 | 0 | 0 | 0 | 0 | 0 | 2670.99 | 0 | 0 | 0 | 14144.4307 | 0 | 219 | 0 | 0 | 0 | 0 | 0 | 45 | 268.9257 | 8081.394 | 11837.7626 | 0 | 0
Gas | 100 | 4146.12 | 0 | 6749.6 | 1600 | 0 | 1155 | 1924.0972 | 28955.5988 | 0 | 180.3407 | 0 | 922.4068 | 250 | 24498.56 | 1193 | 7189 | 7862.362 | 0 | 1474 | 2319.8 | 3947 | 3497.4 | 1077.1 | 7112.9 | 24234 | 3954 | 590 | 3012.69 | 648 | 0 | 1077 | 0 | 559.5 | 336.3 | 12766.5 | 0 | 0 | 0 | 3681.68 | 3829 | 3083.841 | 400.9 | 89.9745 | 53.748 | 324.041 | 0 | 575 | 746.632 | 25446.9008 | 2141.3 | 40468.12 | 1713
Oil | 0 | 120 | 0 | 158 | 0 | 0 | 647.7 | 0 | 1757.95 | 0 | 542.1 | 0 | 14 | 330 | 0 | 0 | 1331 | 0 | 408 | 303 | 495 | 574 | 0 | 0 | 0 | 0 | 0 | 0 | 866 | 0 | 0 | 0 | 0 | 0 | 0 | 0 | 0 | 0 | 0 | 0 | 0 | 0 | 0 | 0 | 0 | 0 | 0 | 0 | 133.278 | 342.1332 | 0 | 1213.55 | 389
Electrolyser | 0 | 14.5 | 0 | 140 | 0 | 0 | 0 | 30 | 3024.2857 | 0 | 100 | 0 | 150 | 0 | 800 | 157 | 1508 | 0 | 0 | 0 | 0 | 0 | 0 | 0 | 0 | 0 | 0 | 0 | 0 | 0 | 0 | 0 | 0 | 0 | 0 | 1250 | 0 | 0 | 0 | 0 | 50 | 0 | 0 | 534 | 0 | 0 | 0 | 0 | 0 | 0 | 0 | 3565.8391 | 0
Hydro - Pondage (Turbine) | 0 | 1146.78 | 227.8 | 0 | 0 | 0 | 0 | 0 | 0 | 0 | 0 | 0 | 0 | 0 | 0 | 0 | 1411.7928 | 22.02 | 0 | 320.94 | 0 | 0 | 0 | 0 | 0 | 0 | 0 | 0 | 0 | 0 | 0 | 1592 | 0 | 0 | 0 | 0 | 0 | 0 | 0 | 0 | 266 | 0 | 0 | 0 | 0 | 0 | 0 | 1028.7 | 202.88 | 0 | 0 | 0 | 0
Hydro - Run of River (Turbine) | 503.672 | 4825.0215 | 25 | 133.002 | 535.51 | 4150.9091 | 0 | 431.63 | 4004.6 | 0 | 0 | 0 | 0 | 0 | 3473.7182 | 0 | 12188.2072 | 272.3689 | 0 | 63.14 | 60.056 | 215 | 148.864 | 285.7 | 652.833 | 4583.615 | 0 | 82.2 | 65.9 | 126.2 | 38 | 0 | 39.671 | 210.1 | 0 | 37.7 | 0 | 0 | 0 | 523.06 | 505 | 3306.4404 | 2078.6 | 0 | 0 | 0 | 0 | 128 | 1311.487 | 10212.567 | 203 | 1987.28 | 0
Hydro - Reservoir (Turbine) | 1821.744 | 2755.529 | 1456 | 0 | 1281.3 | 8370.9091 | 0 | 697.72 | 1297 | 0 | 0 | 0 | 0 | 0 | 10972.199 | 3236.608 | 9539 | 2500.7 | 0 | 1568.09 | 0 | 0 | 686.44 | 341.6 | 1127.529 | 7122.093 | 189.52 | 136.2 | 67.1 | 0 | 0 | 0 | 649 | 538.6 | 0 | 0 | 0 | 0 | 0 | 271.48 | 3765.5 | 2340.184 | 434.27 | 5444 | 7650.1 | 2286 | 237.1 | 0 | 21.28 | 25200 | 4938 | 0 | 6
Hydro - Pump Storage Open Loop (Turbine) | 0 | 3773.5 | 440 | 0 | 535 | 2070 | 0 | 470.4 | 1644.1 | 0 | 0 | 0 | 0 | 0 | 2683.32 | 0 | 1850 | 699 | 0 | 281.4 | 0 | 0 | 0 | 0 | 742 | 2510.2 | 0 | 0 | 80 | 0 | 0 | 0 | 0 | 0 | 0 | 0 | 4552.9435 | 6440.7145 | 23486.2071 | 216.26 | 3839.4 | 809.944 | 0 | 0 | 0 | 0 | 0 | 0 | 276.2 | 0 | 0 | 0 | 0
Hydro - Pump Storage Closed Loop (Turbine) | 0 | 0 | 0 | 1278 | 864 | 2046 | 0 | 688.05 | 6449.64 | 0 | 0 | 0 | 0 | 0 | 3331.3667 | 0 | 1950 | 0 | 0 | 0 | 0 | 292 | 0 | 0 | 985 | 2505 | 0 | 240 | 500 | 828 | 0 | 0 | 0 | 0 | 0 | 0 | 0 | 0 | 0 | 1333.35 | 0 | 0 | 614 | 0 | 0 | 0 | 0 | 180 | 649.86 | 0 | 1983 | 2744 | 0
Hydro - Pump Storage Open Loop (Pumping) | 0 | -3282.92 | -440 | 0 | -148 | -1500 | 0 | -438 | -1361 | 0 | 0 | 0 | 0 | 0 | -2424.0056 | 0 | -1850 | -735 | 0 | -246.9 | 0 | 0 | 0 | 0 | -333 | -1701 | 0 | 0 | -58 | 0 | 0 | 0 | 0 | 0 | 0 | 0 | -75.8 | -1.98 | -1015.63 | -172 | -3586.4 | -91.5 | 0 | 0 | 0 | 0 | 0 | 0 | -178.28 | 0 | 0 | 0 | 0
Hydro - Pump Storage Closed Loop (Pumping) | 0 | 0 | 0 | -1201.18 | -784 | -2046 | 0 | -664 | -6601.6 | 0 | 0 | 0 | 0 | 0 | -3141.01 | 0 | -1950 | 0 | 0 | 0 | 0 | -292 | 0 | 0 | -985 | -2502 | 0 | -242 | -570 | -720 | 0 | 0 | 0 | 0 | 0 | 0 | 0 | 0 | 0 | -1486 | 0 | 0 | -560 | 0 | 0 | 0 | 0 | -185 | -649.86 | 0 | -2449 | -2684 | 0
Batteries (Injection) | 0 | 33.3119 | 0 | 339 | 0 | 0 | 22 | 426.8236 | 2541.16 | 0 | 0 | 0 | 0 | 0 | 100 | 76.2 | 470 | 50 | 0 | 0 | 30 | 400 | 0 | 60.5 | 379.08 | 1000.2 | 60 | 913.5 | 39 | 200 | 0 | 80 | 0 | 0 | 0 | 4350 | 0 | 0 | 0 | 0 | 0 | 100 | 0 | 0 | 0 | 0 | 0 | 100 | 32 | 0 | 214 | 4068.22 | 100
Batteries (Offtake) | 0 | -33.3119 | 0 | -339 | 0 | 0 | -22 | -426.8236 | -2541.16 | 0 | 0 | 0 | 0 | 0 | -100 | -76.2 | -470 | -50 | 0 | 0 | -30 | -400 | 0 | -60.5 | -379.08 | -1000.2 | -60 | -913.5 | -39 | -200 | 0 | -80 | 0 | 0 | 0 | -4350 | 0 | 0 | 0 | 0 | 0 | -100 | 0 | 0 | 0 | 0 | 0 | -100 | -32 | 0 | -214 | -4643.111 | -100
Wind Onshore | 70 | 5000.0042 | 362.4 | 3555 | 749 | 214.5455 | 198 | 533.9423 | 67040.3 | 0 | 833.8612 | 0 | 4338.2553 | 326 | 33916.029 | 8610.7331 | 24059 | 5841 | 265.1419 | 2271.95 | 334.29 | 5245.8 | 1464.1584 | 284.7297 | 2584.6383 | 212.5029 | 6059.4203 | 1463.7913 | 2410.0448 | 1828.33 | 276 | 122 | 168.3 | 180 | 0 | 9418 | 3026.975 | 1762.09 | 2550.56 | 10252.44 | 6350.5 | 4334 | 3955 | 3177.015 | 7182.4503 | 3558.8508 | 1974.4417 | 65.8824 | 247.4747 | 12916.6667 | 3408 | 17268.8637 | 1516
Wind Offshore | 0 | 0 | 0 | 2253 | 0 | 0 | 0 | 0 | 11133.8 | 336 | 583.4 | 605 | 1692.4 | 0 | 0 | 42 | 1924 | 0 | 0 | 0 | 0 | 25.2 | 0 | 43.3645 | 96.4486 | 64.2991 | 328.972 | 149.5327 | 125.6075 | 0 | 0 | 0 | 0 | 0 | 0 | 5857 | 0 | 0 | 3.5 | 0 | 88 | 0 | 0 | 0 | 51.2562 | 49.7526 | 252.1429 | 0 | 0 | 0 | 0 | 21855.3 | 0
Solar (Thermal) | 0 | 0 | 0 | 0 | 0 | 0 | 0 | 0 | 0 | 0 | 0 | 0 | 0 | 0 | 2300 | 0 | 0 | 0 | 70 | 100 | 0 | 0 | 0 | 0 | 0 | 0 | 80 | 0 | 200 | 0 | 0 | 20 | 0 | 0 | 0 | 0 | 0 | 0 | 0 | 0 | 64.5 | 0 | 0 | 0 | 0 | 0 | 0 | 0 | 0 | 0 | 2377 | 0 | 0
Solar (Photovoltaic) | 300 | 5000.257 | 207.3 | 8354.999 | 1785.237 | 6474.5455 | 740 | 4268.2365 | 94395 | 0 | 1952 | 0 | 3663.6312 | 623 | 21062.6859 | 848 | 18185 | 6781.2569 | 224.7133 | 452.88 | 6460.1192 | 358 | 897.4303 | 2907.1527 | 5447.4409 | 19426.3155 | 4517.4355 | 1494.3244 | 4328.8078 | 1000 | 300 | 19.03 | 20 | 220 | 236.9872 | 30752.5913 | 270 | 0 | 864 | 12512.1 | 6406.6134 | 3393 | 3141 | 27.2579 | 148.4512 | 2157.1407 | 940.8918 | 951 | 861.2121 | 10750 | 6365 | 19156.567 | 296
Others renewable | 0 | 644.4632 | 0 | 615.625 | 253 | 394.5455 | 15 | 738.986 | 11076.79 | 0 | 0 | 0 | 7.26 | 150.65 | 1090.0001 | 2624.82 | 2265 | 418.1426 | 0 | 398 | 132.4676 | 65 | 166.08 | 1022.21 | 326.43 | 1738.51 | 271.46 | 92.85 | 83.48 | 210.99 | 82.3 | 124.0179 | 36.1333 | 31 | 0 | 609.6 | 0 | 0.003 | 0 | 1210.32 | 961.5 | 126 | 30.24 | 291 | 703 | 2789 | 1387.3 | 62 | 373.8766 | 1983.8033 | 835 | 8572.49 | 64
Others non-renewable | 0 | 845.24 | 0 | 1379 | 0 | 559.0909 | 0 | 1940.0335 | 6049.8 | 0 | 0 | 0 | 0 | 163.492 | 4824.9418 | 470.5 | 5799.6 | 0 | 0 | 200 | 1217.3314 | 138 | 47 | 1176 | 1065 | 4460 | 1310 | 308 | 927 | 108.89 | 100 | 0 | 0 | 0 | 0 | 4403 | 20 | 195 | 50 | 6590.4363 | 532 | 0 | 0 | 0 | 0 | 0 | 0 | 0 | 114.3717 | 1235.2017 | 0 | 0 | 9
Biofuel | 0 | 0 | 0 | 354.4 | 0 | 0 | 0 | 0 | 0 | 0 | 1246.6658 | 0 | 1130.5066 | 330 | 0 | 1157.9 | 0 | 0 | 0 | 0 | 159.22 | 39 | 0 | 0 | 0 | 0 | 0 | 0 | 0 | 0 | 0 | 0 | 0 | 0 | 0 | 1335.01 | 0 | 0 | 0 | 0 | 0 | 0 | 0 | 0 | 0 | 0 | 0 | 0 | 201.7813 | 0 | 0 | 0 | 18
Demand Side Response capacity | 0 | 200 | 0 | 1460.0564 | 0 | 0 | 0 | 50 | 2998.8 | 0 | 0 | 0 | 0 | 60 | 0 | 1889.6228 | 4200 | 100 | 0 | 57 | 0 | 730 | 15.1 | 130.6 | 168.9 | 1093.317 | 78.2 | 6.8 | 31.1 | 10 | 5 | 150 | 0 | 0 | 0 | 700 | 1559.8 | 1274.9 | 3813.2 | 0 | 0 | 0 | 0 | 170.4857 | 257.4 | 745.4571 | 210.6 | 67 | 0 | 0 | 0 | 3565.8391 | 225
* Net Generation capacities unless stated otherwhise
** Derating ratios per technology were averaged and applied on resource capacities
Energy Storage (MWh) | AL00 | AT00 | BA00 | BE00 | BG00 | CH00 | CY00 | CZ00 | DE00 | DEKF | DKE1 | DKKF | DKW1 | EE00 | ES00 | FI00 | FR00 | GR00 | GR03 | HR00 | HU00 | IE00 | ITCA | ITCN | ITCS | ITN1 | ITS1 | ITSA | ITSI | LT00 | LUG1 | LV00 | ME00 | MK00 | MT00 | NL00 | NOM1 | NON1 | NOS0 | PL00 | PT00 | RO00 | RS00 | SE01 | SE02 | SE03 | SE04 | SI00 | SK00 | TR00 | UA00 | UK00 | UKNI
Hydro - Pondage | 0 | 5314.957 | 810 | 0 | 0 | 0 | 0 | 0 | 0 | 0 | 0 | 0 | 0 | 0 | 0 | 0 | 13600 | 1000 | 0 | 3991 | 0 | 0 | 0 | 0 | 0 | 0 | 0 | 0 | 0 | 0 | 0 | 16000.4 | 0 | 0 | 0 | 0 | 0 | 0 | 0 | 0 | 3700 | 0 | 0 | 0 | 0 | 0 | 0 | 3410 | 11764.1796 | 0 | 0 | 0 | 0
Hydro - Reservoir | 1721680 | 769036.568 | 1711510 | 0 | 842860.8594 | 8026886.2873 | 0 | 2500 | 258578.022 | 0 | 0 | 0 | 0 | 0 | 11648512.501 | 5530000 | 10000000 | 3560000 | 0 | 2045910 | 0 | 0 | 572400 | 187000 | 803360 | 3707000 | 153800 | 144400 | 81300 | 0 | 0 | 0 | 460000 | 628337 | 0 | 0 | 0 | 0 | 0 | 820 | 1289600 | 2294865 | 646000 | 14426307 | 14798598.9 | 2635077 | 71350 | 0 | 17241.5451 | 88200000 | 890000 | 0 | 0
Hydro - Pump Storage Open Loop | 0 | 1739213 | 3430 | 0 | 255257.2924 | 100000 | 0 | 2300 | 416759 | 0 | 0 | 0 | 0 | 0 | 5961860 | 0 | 90000 | 4500 | 0 | 18300 | 0 | 0 | 0 | 0 | 93200 | 194000 | 0 | 0 | 20400 | 0 | 0 | 0 | 0 | 0 | 0 | 0 | 8659715.99 | 23092366.83 | 57825336.632 | 1240 | 2017900 | 1032800 | 0 | 0 | 0 | 0 | 0 | 0 | 45547.6838 | 0 | 0 | 0 | 0
Hydro - Pump Storage Closed Loop | 0 | 0 | 0 | 5750 | 218635.754 | 98224 | 0 | 3700 | 629879.789 | 0 | 0 | 0 | 0 | 0 | 95435 | 0 | 10000 | 0 | 0 | 0 | 0 | 1720 | 0 | 0 | 4300 | 31300 | 0 | 7800 | 2300 | 10600 | 0 | 0 | 0 | 0 | 0 | 0 | 0 | 0 | 0 | 6350 | 0 | 0 | 194000 | 0 | 0 | 0 | 0 | 2596 | 4099.5445 | 0 | 13500 | 26380 | 0
Batteries | 0 | 49.9679 | 0 | 680 | 0 | 0 | 88 | 853.6473 | 5082.28 | 0 | 0 | 0 | 0 | 0 | 200 | 79.38 | 940 | 150 | 0 | 0 | 84 | 800 | 0 | 242.2 | 1624.42 | 3960.7 | 174.1 | 6558 | 156.1 | 200 | 0 | 160 | 0 | 0 | 0 | 15580 | 0 | 0 | 0 | 0 | 0 | 100 | 0 | 0 | 0 | 0 | 0 | 140 | 83.33 | 0 | 510.8 | 4462.5175 | 200

## TY 2027
Scenario: National Estimates
Resource Capacities* (MW) - Accounts for derating ** | AL00 | AT00 | BA00 | BE00 | BG00 | CH00 | CY00 | CZ00 | DE00 | DEKF | DKE1 | DKKF | DKW1 | EE00 | ES00 | FI00 | FR00 | GR00 | GR03 | HR00 | HU00 | IE00 | ITCA | ITCN | ITCS | ITN1 | ITS1 | ITSA | ITSI | LT00 | LUG1 | LV00 | ME00 | MK00 | MT00 | NL00 | NOM1 | NON1 | NOS0 | PL00 | PT00 | RO00 | RS00 | SE01 | SE02 | SE03 | SE04 | SI00 | SK00 | TR00 | UA00 | UK00 | UKNI
Nuclear | 0 | 0 | 0 | 2077 | 2000 | 2200 | 0 | 4047.1 | 0 | 0 | 0 | 0 | 0 | 0 | 7117.36 | 4394 | 61761 | 0 | 0 | 0 | 1900 | 0 | 0 | 0 | 0 | 0 | 0 | 0 | 0 | 0 | 0 | 0 | 0 | 0 | 0 | 486 | 0 | 0 | 0 | 0 | 0 | 650 | 0 | 0 | 0 | 6835 | 0 | 703 | 2759.2373 | 3342 | 12468 | 5380 | 0
Lignite | 0 | 0 | 1748 | 0 | 2658 | 0 | 0 | 4470.1822 | 8918.4 | 0 | 0 | 0 | 0 | 0 | 0 | 0 | 0 | 0 | 0 | 0 | 0 | 39 | 0 | 0 | 0 | 0 | 0 | 0 | 0 | 0 | 0 | 0 | 450 | 0 | 0 | 0 | 0 | 0 | 0 | 7036.5 | 0 | 905.3 | 4999.748 | 0 | 0 | 0 | 0 | 539 | 78.417 | 10023.2768 | 0 | 0 | 0
Hard Coal | 0 | 0 | 0 | 0 | 0 | 0 | 0 | 0 | 7719 | 0 | 1.4525 | 0 | 414.8738 | 0 | 0 | 278.1 | 0 | 0 | 0 | 290 | 14.28 | 0 | 0 | 0 | 0 | 0 | 0 | 449 | 0 | 0 | 0 | 0 | 0 | 0 | 0 | 2670.99 | 0 | 0 | 0 | 13637.9507 | 0 | 219 | 0 | 0 | 0 | 0 | 0 | 45 | 268.9257 | 7876.1855 | 11705.8626 | 0 | 0
Gas | 100 | 3263.12 | 0 | 4998.3 | 2107 | 0 | 1315 | 2158.3172 | 32171.6914 | 0 | 157.1407 | 0 | 886.8162 | 250 | 24498.56 | 1089 | 7189 | 8687.362 | 0 | 1474 | 3997.8 | 3947 | 3497.4 | 1077.1 | 7112.9 | 24234 | 3954 | 590 | 3012.69 | 553 | 0 | 1077 | 0 | 559.5 | 336.3 | 11980.5 | 0 | 0 | 0 | 5787.85 | 3829 | 4987.841 | 400.9 | 89.9745 | 53.748 | 57.041 | 0 | 529 | 746.632 | 25387.4477 | 2141.3 | 40122.81 | 1713
Oil | 0 | 120 | 0 | 158 | 0 | 0 | 647.7 | 0 | 1757.95 | 0 | 542.1 | 0 | 14 | 330 | 0 | 0 | 1331 | 0 | 408 | 303 | 495 | 324 | 0 | 0 | 0 | 0 | 0 | 0 | 866 | 0 | 0 | 0 | 0 | 0 | 0 | 0 | 0 | 0 | 0 | 0 | 0 | 0 | 0 | 0 | 0 | 0 | 0 | 0 | 133.278 | 342.1332 | 0 | 975.29 | 389
Electrolyser | 0 | 24.5 | 0 | 270 | 0 | 0 | 0 | 54 | 5814.5714 | 0 | 220 | 0 | 330 | 0 | 2200 | 283.14 | 3443.76 | 0 | 0 | 0 | 0 | 0 | 0 | 0 | 0 | 0 | 0 | 0 | 0 | 0 | 0 | 0 | 0 | 0 | 0 | 2400 | 0 | 56 | 92 | 0 | 75 | 0 | 0 | 2644 | 6.8 | 22.8 | 6.8 | 0 | 73.7514 | 0 | 0 | 4646.5143 | 0
Hydro - Pondage (Turbine) | 0 | 1146.78 | 227.8 | 0 | 0 | 0 | 0 | 0 | 0 | 0 | 0 | 0 | 0 | 0 | 0 | 0 | 1411.7928 | 22.02 | 0 | 320.94 | 0 | 0 | 0 | 0 | 0 | 0 | 0 | 0 | 0 | 0 | 0 | 1592 | 0 | 0 | 0 | 0 | 0 | 0 | 0 | 0 | 266 | 0 | 0 | 0 | 0 | 0 | 0 | 1107.7 | 202.88 | 0 | 0 | 0 | 0
Hydro - Run of River (Turbine) | 503.672 | 4873.0215 | 40.8 | 139.802 | 535.51 | 4174.5455 | 0 | 431.63 | 4150.1 | 0 | 0 | 0 | 0 | 0 | 3527.4951 | 0 | 12188.2072 | 294.6133 | 0 | 63.14 | 60.056 | 215 | 148.864 | 311.93 | 659.833 | 4583.615 | 0 | 82.2 | 65.9 | 126.2 | 40 | 0 | 39.671 | 216.5 | 0 | 37.7 | 0 | 0 | 0 | 523.06 | 505 | 3365.6324 | 2085.1 | 0 | 0 | 0 | 0 | 128.4 | 1412.3704 | 10413.995 | 209 | 2029.07 | 0
Hydro - Reservoir (Turbine) | 1821.744 | 2755.529 | 1615.9 | 0 | 1281.3 | 8434.5455 | 0 | 697.72 | 1297 | 0 | 0 | 0 | 0 | 0 | 10972.199 | 3236.608 | 9662 | 2660.7 | 0 | 1568.09 | 0 | 0 | 686.44 | 341.6 | 1127.529 | 7122.093 | 189.52 | 136.2 | 67.1 | 0 | 0 | 0 | 1058.4 | 538.6 | 0 | 0 | 0 | 0 | 0 | 271.48 | 3765.5 | 2561.99 | 434.27 | 5444 | 7650.1 | 2286 | 237.1 | 0 | 21.28 | 26815.864 | 4938 | 0 | 6
Hydro - Pump Storage Open Loop (Turbine) | 0 | 4253.5 | 440 | 0 | 535 | 2070 | 0 | 470.4 | 1644.1 | 0 | 0 | 0 | 0 | 0 | 2683.32 | 0 | 1850 | 699 | 0 | 281.4 | 0 | 0 | 0 | 0 | 742 | 2510.2 | 0 | 0 | 80 | 0 | 0 | 0 | 0 | 0 | 0 | 0 | 5132.9435 | 6540.7145 | 24146.2071 | 216.26 | 3839.4 | 809.944 | 0 | 0 | 0 | 0 | 0 | 0 | 276.2 | 0 | 0 | 0 | 0
Hydro - Pump Storage Closed Loop (Turbine) | 0 | 0 | 0 | 1305 | 864 | 2144 | 0 | 688.05 | 6981.64 | 0 | 0 | 0 | 0 | 0 | 5444.572 | 0 | 1950 | 0 | 0 | 0 | 0 | 292 | 0 | 0 | 1555 | 2505 | 450 | 240 | 500 | 938 | 0 | 0 | 0 | 0 | 0 | 0 | 0 | 0 | 0 | 1333.35 | 0 | 0 | 614 | 0 | 0 | 0 | 0 | 180 | 649.86 | 0 | 1983 | 2744 | 0
Hydro - Pump Storage Open Loop (Pumping) | 0 | -3762.92 | -440 | 0 | -148 | -1500 | 0 | -438 | -1361 | 0 | 0 | 0 | 0 | 0 | -2424.0056 | 0 | -1850 | -735 | 0 | -246.9 | 0 | 0 | 0 | 0 | -333 | -1701 | 0 | 0 | -58 | 0 | 0 | 0 | 0 | 0 | 0 | 0 | -75.8 | -1.98 | -1015.63 | -172 | -3586.4 | -91.5 | 0 | 0 | 0 | 0 | 0 | 0 | -178.28 | 0 | 0 | 0 | 0
Hydro - Pump Storage Closed Loop (Pumping) | 0 | 0 | 0 | -1226.76 | -784 | -2144 | 0 | -664 | -7141.6 | 0 | 0 | 0 | 0 | 0 | -5515.51 | 0 | -1950 | 0 | 0 | 0 | 0 | -292 | 0 | 0 | -1600 | -2502 | -450 | -242 | -570 | -900 | 0 | 0 | 0 | 0 | 0 | 0 | 0 | 0 | 0 | -1486 | 0 | 0 | -560 | 0 | 0 | 0 | 0 | -185 | -649.86 | 0 | -2449 | -2684 | 0
Batteries (Injection) | 0 | 42.7314 | 0 | 431.29 | 0 | 0 | 0 | 776.0241 | 2804.69 | 0 | 0 | 0 | 0 | 0 | 1000 | 89.2 | 470 | 250 | 20 | 8 | 50 | 400 | 32.3 | 181.2 | 905.28 | 1845.4 | 129.7 | 932.2 | 108.7 | 200 | 0 | 80 | 0 | 0 | 0 | 8770 | 0 | 0 | 0 | 0 | 0 | 200 | 0 | 1.4056 | 7.655 | 111.2343 | 48.5177 | 260 | 128 | 0 | 214 | 6355.81 | 100
Batteries (Offtake) | 0 | -42.7314 | 0 | -431.29 | 0 | 0 | 0 | -776.0241 | -2804.69 | 0 | 0 | 0 | 0 | 0 | -1000 | -89.2 | -470 | -250 | -20 | -8 | -50 | -400 | -32.3 | -181.2 | -905.28 | -1845.4 | -129.7 | -932.2 | -108.7 | -200 | 0 | -80 | 0 | 0 | 0 | -6770 | 0 | 0 | 0 | 0 | 0 | -200 | 0 | -1.4056 | -7.655 | -111.2343 | -48.5177 | -260 | -128 | 0 | -214 | -6292.517 | -100
Wind Onshore | 100 | 6000.0042 | 702 | 4057.6 | 828 | 252.7273 | 198 | 625.6835 | 84224.2 | 0 | 859.2598 | 0 | 4430.5717 | 562 | 39690.614 | 10623.8725 | 28559 | 6737.8 | 310.2847 | 2561.95 | 334.29 | 5485.8 | 1597.2277 | 338.3274 | 2792.8005 | 239.247 | 6820.4047 | 1620.7796 | 2623.9893 | 2728.33 | 325.6 | 141 | 168.3 | 180 | 0 | 10304 | 3026.975 | 1962.09 | 2550.56 | 10390.83 | 7481.5 | 4680 | 6172.09 | 3177.015 | 7182.4503 | 3558.8508 | 2073.8404 | 99.5294 | 346.4646 | 14750 | 3933 | 21506.7423 | 1516
Wind Offshore | 0 | 0 | 0 | 2253 | 0 | 0 | 0 | 0 | 12413.8 | 336 | 883.4 | 605 | 2722.4 | 0 | 0 | 753 | 2916 | 0 | 0 | 0 | 0 | 2025.2 | 0 | 116.5421 | 183.9252 | 172.8037 | 884.1121 | 401.8692 | 337.5701 | 0 | 0 | 200 | 0 | 0 | 0 | 12102 | 0 | 0 | 403.5 | 5932.5 | 165 | 0 | 0 | 0 | 51.2562 | 49.7526 | 252.1429 | 0 | 0 | 0 | 0 | 24925.3 | 0
Solar (Thermal) | 0 | 0 | 0 | 0 | 0 | 0 | 0 | 0 | 0 | 0 | 0 | 0 | 0 | 0 | 5799.754 | 0 | 0 | 0 | 70 | 140 | 0 | 0 | 0 | 0 | 0 | 0 | 80 | 0 | 170 | 0 | 0 | 40 | 0 | 0 | 0 | 0 | 0 | 0 | 0 | 0 | 178.5 | 0 | 0 | 0 | 0 | 0 | 0 | 0 | 0 | 0 | 2863 | 0 | 0
Solar (Photovoltaic) | 400 | 7800.257 | 266.3 | 9554.999 | 2514.237 | 7792.7273 | 740 | 6466.8671 | 136637 | 0 | 2407 | 0 | 4347.0763 | 702 | 27999.7551 | 1273 | 27307 | 8249.9141 | 304.4276 | 996.58 | 8152.1892 | 778 | 1107.102 | 3501.0219 | 6678.7311 | 25408.3163 | 5161.2224 | 1807.361 | 5992.0888 | 1700 | 423.2 | 24.1893 | 20 | 220 | 261.1528 | 36919.5263 | 418 | 0 | 1916 | 13112.07 | 7187.5712 | 3880 | 3545.4 | 27.2579 | 148.4512 | 2157.1407 | 940.8918 | 1317 | 940.404 | 12850 | 6365 | 23434.59 | 296
Others renewable | 0 | 703.0114 | 0 | 651.625 | 273 | 412.7273 | 15 | 713.913 | 11459.89 | 0 | 0 | 0 | 7.26 | 150.65 | 1346.0002 | 2624.82 | 2315 | 407.3533 | 0 | 478 | 171.89 | 65 | 166.08 | 1022.21 | 326.43 | 1738.51 | 271.46 | 92.85 | 83.48 | 210.99 | 88.3 | 134.0179 | 41.28 | 31 | 0 | 609.6 | 0 | 0.003 | 0 | 1195.4 | 1044.5 | 128.03 | 141.21 | 291 | 703 | 2789 | 683.3 | 65.2 | 395.1493 | 2110.282 | 1130 | 8852.64 | 64
Others non-renewable | 0 | 845.24 | 0 | 1379 | 0 | 555.4545 | 0 | 1800.0254 | 5979.8 | 0 | 0 | 0 | 0 | 161.552 | 4486.8181 | 470.5 | 4999.4 | 0 | 0 | 200 | 1347.2154 | 138 | 47 | 1176 | 1065 | 4460 | 1310 | 308 | 927 | 106.89 | 100 | 0 | 0 | 0 | 0 | 4147 | 20 | 195 | 50 | 6162.8172 | 465 | 0 | 0 | 0 | 0 | 0 | 0 | 0 | 122.3717 | 1541.121 | 0 | 0 | 9
Biofuel | 0 | 0 | 0 | 354.4 | 0 | 0 | 0 | 0 | 0 | 0 | 1246.6658 | 0 | 1130.5031 | 330 | 0 | 1157.9 | 0 | 0 | 0 | 0 | 159.22 | 39 | 0 | 0 | 0 | 0 | 0 | 0 | 0 | 0 | 0 | 0 | 0 | 0 | 0 | 1335.01 | 0 | 0 | 0 | 0 | 0 | 0 | 0 | 0 | 0 | 0 | 0 | 0 | 201.7813 | 0 | 0 | 0 | 18
Demand Side Response capacity | 0 | 320 | 0 | 1645.2994 | 0 | 0 | 0 | 70 | 3999.02 | 0 | 0 | 0 | 0 | 90 | 0 | 3008.4513 | 5800 | 140 | 0 | 57 | 0 | 650 | 15.1 | 130.6 | 168.9 | 1093.317 | 78.2 | 6.8 | 31.1 | 22 | 6.4286 | 150 | 0 | 0 | 0 | 700 | 1645.9 | 1390.4 | 4189 | 0 | 0 | 0 | 0 | 187.9714 | 283.8 | 821.9142 | 232.2 | 81 | 0 | 0 | 0 | 4646.5143 | 235
* Net Generation capacities unless stated otherwhise
** Derating ratios per technology were averaged and applied on resource capacities
Energy Storage (MWh) | AL00 | AT00 | BA00 | BE00 | BG00 | CH00 | CY00 | CZ00 | DE00 | DEKF | DKE1 | DKKF | DKW1 | EE00 | ES00 | FI00 | FR00 | GR00 | GR03 | HR00 | HU00 | IE00 | ITCA | ITCN | ITCS | ITN1 | ITS1 | ITSA | ITSI | LT00 | LUG1 | LV00 | ME00 | MK00 | MT00 | NL00 | NOM1 | NON1 | NOS0 | PL00 | PT00 | RO00 | RS00 | SE01 | SE02 | SE03 | SE04 | SI00 | SK00 | TR00 | UA00 | UK00 | UKNI
Hydro - Pondage | 0 | 5314.957 | 810 | 0 | 0 | 0 | 0 | 0 | 0 | 0 | 0 | 0 | 0 | 0 | 0 | 0 | 13600 | 1000 | 0 | 3991 | 0 | 0 | 0 | 0 | 0 | 0 | 0 | 0 | 0 | 0 | 0 | 16000.4 | 0 | 0 | 0 | 0 | 0 | 0 | 0 | 0 | 3700 | 0 | 0 | 0 | 0 | 0 | 0 | 3430 | 11764.1796 | 0 | 0 | 0 | 0
Hydro - Reservoir | 1721680 | 769036.568 | 1711510 | 0 | 842860.8594 | 8087907.3603 | 0 | 2500 | 258578.022 | 0 | 0 | 0 | 0 | 0 | 11648512.501 | 5530000 | 10000000 | 3560000 | 0 | 2045910 | 0 | 0 | 572400 | 187000 | 803360 | 3707000 | 153800 | 144400 | 81300 | 0 | 0 | 0 | 582400 | 628337 | 0 | 0 | 0 | 0 | 0 | 820 | 1289600 | 2339965 | 646000 | 14426307 | 14798598.9 | 2635077 | 71350 | 0 | 17241.5451 | 93855523.4288 | 890000 | 0 | 0
Hydro - Pump Storage Open Loop | 0 | 1739213 | 3430 | 0 | 255257.2924 | 100000 | 0 | 2300 | 416759 | 0 | 0 | 0 | 0 | 0 | 5961860 | 0 | 90000 | 4500 | 0 | 18300 | 0 | 0 | 0 | 0 | 93200 | 194000 | 0 | 0 | 20400 | 0 | 0 | 0 | 0 | 0 | 0 | 0 | 8659715.99 | 23092366.83 | 57825336.632 | 1240 | 2017900 | 1032800 | 0 | 0 | 0 | 0 | 0 | 0 | 45547.6838 | 0 | 0 | 0 | 0
Hydro - Pump Storage Closed Loop | 0 | 0 | 0 | 5750 | 218635.754 | 102906.6667 | 0 | 3700 | 629879.789 | 0 | 0 | 0 | 0 | 0 | 101221 | 0 | 10000 | 0 | 0 | 0 | 0 | 1720 | 0 | 0 | 4300 | 31300 | 3600 | 7800 | 2300 | 10600 | 0 | 0 | 0 | 0 | 0 | 0 | 0 | 0 | 0 | 6350 | 0 | 0 | 194000 | 0 | 0 | 0 | 0 | 2596 | 4099.5445 | 0 | 13500 | 26380 | 0
Batteries | 0 | 64.097 | 0 | 901.16 | 0 | 0 | 0 | 1552.0481 | 5609.38 | 0 | 0 | 0 | 0 | 0 | 2000 | 102.78 | 940 | 750 | 60 | 24 | 140 | 800 | 129 | 725.2 | 4589.42 | 7341.7 | 453.1 | 6633 | 435.1 | 200 | 0 | 160 | 0 | 0 | 0 | 24676 | 0 | 0 | 0 | 0 | 0 | 200 | 0 | 5.6223 | 30.6199 | 444.9372 | 194.0707 | 364 | 333.33 | 0 | 510.8 | 6159.8735 | 200

## TY 2030
Scenario: National Estimates
Resource Capacities* (MW) - Accounts for derating ** | AL00 | AT00 | BA00 | BE00 | BG00 | CH00 | CY00 | CZ00 | DE00 | DEKF | DKE1 | DKKF | DKW1 | EE00 | ES00 | FI00 | FR00 | GR00 | GR03 | HR00 | HU00 | IE00 | ITCA | ITCN | ITCS | ITN1 | ITS1 | ITSA | ITSI | LT00 | LUG1 | LV00 | ME00 | MK00 | MT00 | NL00 | NOM1 | NON1 | NOS0 | PL00 | PT00 | RO00 | RS00 | SE01 | SE02 | SE03 | SE04 | SI00 | SK00 | TR00 | UA00 | UK00 | UKNI
Nuclear | 0 | 0 | 0 | 2077 | 2000 | 1190 | 0 | 4047.1 | 0 | 0 | 0 | 0 | 0 | 0 | 3040.72 | 4394 | 59110 | 0 | 0 | 0 | 4260 | 0 | 0 | 0 | 0 | 0 | 0 | 0 | 0 | 0 | 0 | 0 | 0 | 0 | 0 | 486 | 0 | 0 | 0 | 0 | 0 | 1965 | 0 | 0 | 0 | 6835 | 0 | 703 | 2814.6373 | 4456 | 12468 | 5195 | 0
Lignite | 0 | 0 | 1648 | 0 | 2504 | 0 | 0 | 2849.85 | 0 | 0 | 0 | 0 | 0 | 0 | 0 | 0 | 0 | 0 | 0 | 0 | 0 | 39 | 0 | 0 | 0 | 0 | 0 | 0 | 0 | 0 | 0 | 0 | 450 | 0 | 0 | 0 | 0 | 0 | 0 | 7036.5 | 0 | 905.3 | 4999.748 | 0 | 0 | 0 | 0 | 539 | 78.417 | 11199.906 | 0 | 0 | 0
Hard Coal | 0 | 0 | 0 | 0 | 0 | 0 | 0 | 0 | 0 | 0 | 1.4525 | 0 | 1.3944 | 0 | 0 | 206.1 | 0 | 0 | 0 | 290 | 0 | 0 | 0 | 0 | 0 | 0 | 0 | 0 | 0 | 0 | 0 | 0 | 0 | 0 | 0 | 0 | 0 | 0 | 0 | 13219.8867 | 0 | 219 | 0 | 0 | 0 | 0 | 0 | 0 | 268.9257 | 8006.6855 | 11379.3626 | 0 | 0
Gas | 300 | 3260.29 | 0 | 4612.1 | 2507 | 0 | 1315 | 2247.1216 | 29573.7201 | 0 | 157.1407 | 0 | 701.9356 | 250 | 24498.56 | 1044 | 7189 | 8687.362 | 0 | 1474 | 3853.8 | 3947 | 3497.4 | 1077.1 | 7112.9 | 24234 | 3954 | 590 | 3012.69 | 553 | 0 | 1077 | 0 | 759.5 | 486.3 | 11551.5 | 0 | 0 | 0 | 5787.85 | 2839 | 4968.841 | 400.9 | 89.9745 | 53.748 | 57.041 | 0 | 445 | 746.632 | 23233.3284 | 2141.3 | 31962.46 | 1713
Oil | 0 | 120 | 0 | 158 | 0 | 0 | 647.7 | 0 | 849.65 | 0 | 542.1 | 0 | 14 | 330 | 0 | 0 | 971 | 0 | 408 | 303 | 495 | 324 | 0 | 0 | 0 | 0 | 0 | 0 | 0 | 0 | 0 | 0 | 0 | 0 | 0 | 0 | 0 | 0 | 0 | 0 | 0 | 0 | 0 | 0 | 0 | 0 | 0 | 0 | 133.278 | 316.7192 | 0 | 393.82 | 389
Electrolyser | 0 | 24.5 | 0 | 450 | 0 | 0 | 0 | 90 | 10000 | 0 | 400 | 0 | 600 | 0 | 4485 | 550 | 6868.44 | 0 | 0 | 0 | 0 | 0 | 70 | 80 | 180 | 430 | 350 | 40 | 100 | 0 | 0 | 0 | 0 | 0 | 0 | 5000 | 0 | 140 | 230 | 0 | 200 | 0 | 0 | 7119 | 23.9 | 79.8 | 23.9 | 0 | 130.6415 | 0 | 0 | 8017.5814 | 0
Hydro - Pondage (Turbine) | 0 | 1146.78 | 227.8 | 0 | 0 | 0 | 0 | 0 | 0 | 0 | 0 | 0 | 0 | 0 | 0 | 0 | 1411.7928 | 22.02 | 0 | 320.94 | 0 | 0 | 0 | 0 | 0 | 0 | 0 | 0 | 0 | 0 | 0 | 1592 | 0 | 0 | 0 | 0 | 0 | 0 | 0 | 0 | 266 | 0 | 0 | 0 | 0 | 0 | 0 | 1148.7 | 202.88 | 0 | 0 | 0 | 0
Hydro - Run of River (Turbine) | 603.672 | 4893.0215 | 40.8 | 148.202 | 535.51 | 4210 | 0 | 431.63 | 4368.4 | 0 | 0 | 0 | 0 | 0 | 3589.19 | 0 | 12188.2072 | 327.98 | 0 | 63.14 | 60.056 | 215 | 148.864 | 311.93 | 659.833 | 4977.415 | 0 | 82.2 | 65.9 | 126.2 | 42 | 0 | 78.853 | 230.5 | 0 | 37.7 | 0 | 0 | 0 | 523.06 | 505 | 3365.6324 | 2097.1 | 0 | 0 | 0 | 0 | 129 | 1425.3015 | 10716.137 | 220 | 2095.11 | 0
Hydro - Reservoir (Turbine) | 1989.744 | 2755.529 | 1615.9 | 0 | 1281.3 | 8530 | 0 | 697.72 | 1297 | 0 | 0 | 0 | 0 | 0 | 10972.199 | 3236.608 | 9847 | 2743.7 | 0 | 2328.09 | 0 | 0 | 686.44 | 341.6 | 1127.529 | 7122.093 | 189.52 | 136.2 | 67.1 | 0 | 0 | 0 | 1058.4 | 707.6 | 0 | 0 | 0 | 0 | 0 | 271.48 | 3765.5 | 2579.238 | 434.27 | 5444 | 7650.1 | 2286 | 237.1 | 0 | 21.28 | 29239.66 | 4938 | 0 | 6
Hydro - Pump Storage Open Loop (Turbine) | 0 | 5673.5 | 440 | 0 | 535 | 2070 | 0 | 470.4 | 1644.1 | 0 | 0 | 0 | 0 | 0 | 2683.32 | 0 | 1850 | 699 | 0 | 281.4 | 0 | 0 | 0 | 0 | 742 | 2510.2 | 0 | 0 | 80 | 0 | 0 | 0 | 0 | 0 | 0 | 0 | 6002.9435 | 6690.7145 | 25136.2071 | 216.26 | 3839.4 | 838.744 | 0 | 0 | 0 | 0 | 0 | 0 | 276.2 | 0 | 0 | 0 | 0
Hydro - Pump Storage Closed Loop (Turbine) | 0 | 300 | 0 | 1305 | 864 | 2290 | 0 | 688.05 | 7381.64 | 0 | 0 | 0 | 0 | 0 | 7094.572 | 0 | 1950 | 680 | 0 | 0 | 0 | 292 | 0 | 0 | 1555 | 2505 | 450 | 240 | 500 | 938 | 0 | 0 | 0 | 0 | 0 | 0 | 0 | 0 | 0 | 1333.35 | 0 | 0 | 614 | 0 | 0 | 0 | 0 | 180 | 760 | 0 | 1983 | 2744 | 0
Hydro - Pump Storage Open Loop (Pumping) | 0 | -5142.92 | -440 | 0 | -148 | -1500 | 0 | -438 | -1361 | 0 | 0 | 0 | 0 | 0 | -2424.0056 | 0 | -1850 | -735 | 0 | -246.9 | 0 | 0 | 0 | 0 | -333 | -1701 | 0 | 0 | -58 | 0 | 0 | 0 | 0 | 0 | 0 | 0 | -75.8 | -1.98 | -1015.63 | -172 | -3586.4 | -102.7 | 0 | 0 | 0 | 0 | 0 | 0 | -178.28 | 0 | 0 | 0 | 0
Hydro - Pump Storage Closed Loop (Pumping) | 0 | -300 | 0 | -1226.76 | -784 | -2290 | 0 | -664 | -7417.6 | 0 | 0 | 0 | 0 | 0 | -7165.51 | 0 | -1950 | -710 | 0 | 0 | 0 | -292 | 0 | 0 | -1600 | -2502 | -450 | -242 | -570 | -900 | 0 | 0 | 0 | 0 | 0 | 0 | 0 | 0 | 0 | -1486 | 0 | 0 | -560 | 0 | 0 | 0 | 0 | -185 | -690 | 0 | -2449 | -2684 | 0
Batteries (Injection) | 0 | 67.7576 | 0 | 779.07 | 0 | 1220 | 41 | 1219.9358 | 3199.99 | 0 | 0 | 0 | 0 | 0 | 2500 | 125.2 | 470 | 550 | 50 | 20 | 80 | 400 | 1430 | 379.9 | 2125.88 | 2956.4 | 632.9 | 1629.9 | 1011.9 | 200 | 0 | 80 | 0 | 0 | 0 | 15430 | 0 | 0 | 0 | 0 | 0 | 400 | 0 | 4.5056 | 24.5383 | 356.5647 | 155.5248 | 500 | 256 | 0 | 214 | 9058.95 | 200
Batteries (Offtake) | 0 | -67.7576 | 0 | -779.07 | 0 | -1220 | -41 | -1219.9358 | -3199.99 | 0 | 0 | 0 | 0 | 0 | -2500 | -125.2 | -470 | -550 | -50 | -20 | -80 | -400 | -1430 | -379.9 | -2125.88 | -2956.4 | -632.9 | -1629.9 | -1011.9 | -200 | 0 | -80 | 0 | 0 | 0 | -10430 | 0 | 0 | 0 | 0 | 0 | -400 | 0 | -4.5056 | -24.5383 | -356.5647 | -155.5248 | -500 | -256 | 0 | -214 | -9746.895 | -200
Wind Onshore | 200 | 7500.0042 | 750 | 4989.4 | 948 | 310 | 198 | 751.4144 | 110000 | 0 | 920.8203 | 0 | 4728.8812 | 702 | 48350.369 | 13412.5159 | 35929 | 8363 | 377.999 | 2841.95 | 334.29 | 5745.8 | 1800 | 420 | 3110 | 280 | 7980 | 1860 | 2950 | 3608.33 | 400 | 198 | 254.2 | 443 | 0 | 11633 | 3026.975 | 2262.09 | 2550.56 | 10806 | 8696.5 | 5255 | 6172.09 | 3581.015 | 8280.4503 | 3868.2233 | 2222.9385 | 150 | 494.9495 | 17500 | 5033 | 26220.7025 | 2466
Wind Offshore | 0 | 0 | 0 | 5800 | 0 | 0 | 0 | 0 | 29712 | 336 | 2217.8 | 605 | 2516.9 | 200 | 200 | 1512 | 5766 | 700 | 0 | 0 | 0 | 5000.2 | 0 | 290 | 240 | 430 | 2200 | 1000 | 840 | 1400 | 0 | 500 | 0 | 0 | 0 | 21470 | 0 | 0 | 1003.5 | 5932.5 | 246.5 | 0 | 0 | 0 | 1157.2562 | 811.3456 | 3031.6623 | 0 | 0 | 0 | 0 | 42737.3 | 100
Solar (Thermal) | 0 | 0 | 0 | 0 | 0 | 0 | 0 | 0 | 0 | 0 | 0 | 0 | 0 | 0 | 7300.654 | 0 | 0 | 0 | 200 | 400 | 0 | 0 | 0 | 0 | 0 | 0 | 440.0002 | 0 | 439.9994 | 0 | 0 | 70 | 0 | 0 | 0 | 0 | 0 | 0 | 0 | 0 | 282.5 | 0 | 0 | 0 | 0 | 0 | 0 | 0 | 0 | 0 | 3582 | 0 | 0
Solar (Photovoltaic) | 500 | 12000.257 | 385.8 | 11354.999 | 3216.237 | 9770 | 957 | 8132.9054 | 200000 | 0 | 3099 | 0 | 5384.014 | 702 | 38451.1922 | 2098 | 43441 | 8561 | 423.999 | 1246.58 | 9380.7992 | 1508 | 1525.8118 | 4634.8682 | 9004.8931 | 37377.0616 | 6422.8143 | 2404.1468 | 9530.7159 | 2000 | 608 | 39.1893 | 31.5 | 580 | 266.19 | 46169.9288 | 640 | 0 | 3494 | 13576.75 | 7573.6364 | 5054 | 3545.4 | 346.2579 | 334.4512 | 4852.1407 | 2115.8918 | 1866 | 1187.8788 | 16000 | 6365 | 30790.592 | 617
Others renewable | 0 | 761.5596 | 0 | 706.625 | 302 | 440 | 15 | 715.683 | 12034.29 | 0 | 0 | 0 | 7.26 | 150.65 | 1730.0002 | 2624.82 | 2390 | 583.9979 | 0 | 598 | 190.49 | 70 | 166.08 | 1022.21 | 326.43 | 1738.51 | 271.46 | 92.85 | 83.48 | 210.99 | 96.3 | 159.0179 | 49 | 31 | 0 | 609.6 | 0 | 0.003 | 0 | 1396.9 | 1101.5 | 137.3442 | 141.21 | 291 | 703 | 4994 | 683.3 | 70 | 401.1493 | 2300 | 1533 | 10224.11 | 77
Others non-renewable | 0 | 845.24 | 0 | 1379 | 0 | 550 | 0 | 1707.0911 | 5874.9 | 0 | 0 | 0 | 0 | 161.552 | 3980.011 | 390.5 | 4400 | 0 | 0 | 200 | 1347.2154 | 138 | 47 | 1176 | 1065 | 4460 | 1310 | 898 | 927 | 106.89 | 100 | 0 | 0 | 0 | 0 | 4147 | 20 | 195 | 50 | 5623.6672 | 465 | 0 | 0 | 0 | 0 | 0 | 0 | 0 | 134.3717 | 2000 | 0 | 3.5621 | 9
Biofuel | 0 | 0 | 0 | 354.4 | 0 | 0 | 0 | 0 | 0 | 0 | 1246.6658 | 0 | 1091.114 | 330 | 0 | 989.9 | 0 | 0 | 0 | 0 | 102.1 | 39 | 0 | 0 | 0 | 0 | 0 | 0 | 0 | 0 | 0 | 0 | 0 | 0 | 0 | 1580 | 0 | 0 | 0 | 0 | 0 | 0 | 0 | 0 | 0 | 0 | 0 | 0 | 160.7813 | 0 | 0 | 0 | 18
Demand Side Response capacity | 0 | 700 | 0 | 1941.035 | 0 | 0 | 0 | 100 | 5499.35 | 0 | 0 | 0 | 0 | 135 | 0 | 4640.8316 | 6500 | 250 | 0 | 57 | 0 | 650 | 29.7241 | 257.0837 | 332.4766 | 2152.1748 | 153.9353 | 13.3857 | 61.2198 | 40 | 8.5714 | 150 | 0 | 0 | 0 | 700 | 1774.7 | 1563.7 | 4752.6 | 0 | 0 | 0 | 0 | 214.2 | 323.4 | 936.6 | 264.6 | 108 | 0 | 0 | 0 | 8017.5814 | 235
* Net Generation capacities unless stated otherwhise
** Derating ratios per technology were averaged and applied on resource capacities
Energy Storage (MWh) | AL00 | AT00 | BA00 | BE00 | BG00 | CH00 | CY00 | CZ00 | DE00 | DEKF | DKE1 | DKKF | DKW1 | EE00 | ES00 | FI00 | FR00 | GR00 | GR03 | HR00 | HU00 | IE00 | ITCA | ITCN | ITCS | ITN1 | ITS1 | ITSA | ITSI | LT00 | LUG1 | LV00 | ME00 | MK00 | MT00 | NL00 | NOM1 | NON1 | NOS0 | PL00 | PT00 | RO00 | RS00 | SE01 | SE02 | SE03 | SE04 | SI00 | SK00 | TR00 | UA00 | UK00 | UKNI
Hydro - Pondage | 0 | 5314.957 | 810 | 0 | 0 | 0 | 0 | 0 | 0 | 0 | 0 | 0 | 0 | 0 | 0 | 0 | 13600 | 1000 | 0 | 3991 | 0 | 0 | 0 | 0 | 0 | 0 | 0 | 0 | 0 | 0 | 0 | 16000.4 | 0 | 0 | 0 | 0 | 0 | 0 | 0 | 0 | 3700 | 0 | 0 | 0 | 0 | 0 | 0 | 3450 | 11764.1796 | 0 | 0 | 0 | 0
Hydro - Reservoir | 1721680 | 769036.568 | 1753710 | 0 | 842860.8594 | 8179438.9698 | 0 | 2500 | 258578.022 | 0 | 0 | 0 | 0 | 0 | 11648512.501 | 5530000 | 10000000 | 4044000 | 0 | 2045910 | 0 | 0 | 572400 | 187000 | 803360 | 3707000 | 153800 | 144400 | 81300 | 0 | 0 | 0 | 582400 | 628337 | 0 | 0 | 0 | 0 | 0 | 820 | 1289600 | 2361865 | 646000 | 14426307 | 14798598.9 | 2635077 | 71350 | 0 | 17241.5451 | 102338808.572 | 890000 | 0 | 0
Hydro - Pump Storage Open Loop | 0 | 1739213 | 3430 | 0 | 255257.2924 | 100000 | 0 | 2300 | 416759 | 0 | 0 | 0 | 0 | 0 | 5961860 | 0 | 90000 | 4500 | 0 | 18300 | 0 | 0 | 0 | 0 | 93200 | 194000 | 0 | 0 | 20400 | 0 | 0 | 0 | 0 | 0 | 0 | 0 | 8659715.99 | 23092366.83 | 57825336.632 | 1240 | 2017900 | 1506400 | 0 | 0 | 0 | 0 | 0 | 0 | 45547.6838 | 0 | 0 | 0 | 0
Hydro - Pump Storage Closed Loop | 0 | 1800 | 0 | 5750 | 218635.754 | 109930.6667 | 0 | 3700 | 629879.789 | 0 | 0 | 0 | 0 | 0 | 175221 | 0 | 10000 | 3500 | 0 | 0 | 0 | 1720 | 0 | 0 | 4300 | 31300 | 3600 | 7800 | 2300 | 10600 | 0 | 0 | 0 | 0 | 0 | 0 | 0 | 0 | 0 | 6350 | 0 | 0 | 194000 | 0 | 0 | 0 | 0 | 2596 | 4099.5445 | 0 | 13500 | 26380 | 0
Batteries | 0 | 101.6363 | 0 | 1920.28 | 0 | 610 | 164 | 2439.8716 | 6400.01 | 0 | 0 | 0 | 0 | 0 | 5000 | 167.58 | 940 | 1650 | 150 | 60 | 224 | 800 | 11120 | 1520 | 12672.02 | 11785.6 | 4066 | 12024 | 7248 | 200 | 0 | 160 | 0 | 0 | 0 | 38650 | 0 | 0 | 0 | 0 | 0 | 400 | 0 | 18.0224 | 98.153 | 1426.259 | 622.0991 | 700 | 666.66 | 0 | 510.8 | 10360.6965 | 400

## Reserve Requirements
Bidding Zone | TY | FCR (MW) | FRR (MW) | Sum of reserve provided by thermal units (MW) | Sum of reserve provided by HYDRO (MW)
AL00 | 2024 | 7 | 146 | 0 | 153
AL00 | 2025 | 7 | 147 | 0 | 154
AL00 | 2027 | 7 | 149 | 0 | 156
AL00 | 2030 | 8 | 151 | 0 | 159
AT00 | 2024 | 65 | 480 | 32.0253 | 512.9747
AT00 | 2025 | 65 | 480 | 32.0253 | 512.9747
AT00 | 2027 | 65 | 480 | 32.0253 | 512.9747
AT00 | 2030 | 65 | 480 | 32.0253 | 512.9747
BA00 | 2024 | 0 | 0 | 0 | 0
BA00 | 2025 | 17 | 320 | 20 | 307
BA00 | 2027 | 0 | 0 | 0 | 0
BA00 | 2030 | 17 | 390 | 30 | 367
BE00 | 2024 | 88 | 1039 | 678.23 | 0
BE00 | 2025 | 88 | 1060.6667 | 677.3733 | 0
BE00 | 2027 | 75 | 1104 | 673.76 | 0
BE00 | 2030 | 75 | 1250 | 696.8 | 0
BG00 | 2024 | 45 | 755 | 400 | 400
BG00 | 2025 | 45 | 780 | 425 | 400
BG00 | 2027 | 45 | 780 | 425 | 400
BG00 | 2030 | 45 | 780 | 425 | 400
CH00 | 2024 | 67 | 920 | 0 | 939
CH00 | 2025 | 67 | 920 | 0 | 939
CH00 | 2027 | 67 | 920 | 0 | 939
CH00 | 2030 | 67 | 920 | 0 | 939
CY00 | 2024 | 879.6 | 10 | 10 | 0
CY00 | 2025 | 903.4 | 10 | 10 | 0
CY00 | 2027 | 934 | 10 | 10 | 0
CY00 | 2030 | 954.4 | 10 | 10 | 0
CZ00 | 2024 | 73 | 1080 | 830 | 0
CZ00 | 2025 | 73 | 1080 | 830 | 0
CZ00 | 2027 | 73 | 1080 | 830 | 0
CZ00 | 2030 | 73 | 1080 | 830 | 0
DE00 | 2024 | 573 | 3653 | 3573 | 0
DE00 | 2025 | 573 | 3767 | 3573 | 0
DE00 | 2027 | 573 | 3993 | 3573 | 0
DE00 | 2030 | 573 | 4333 | 3573 | 0
DEKF | 2024 | 0 | 0 | 0 | 0
DEKF | 2025 | 0 | 0 | 0 | 0
DEKF | 2027 | 0 | 0 | 0 | 0
DEKF | 2030 | 0 | 0 | 0 | 0
DKE1 | 2024 | 44 | 668 | 712 | 0
DKE1 | 2025 | 44 | 668 | 712 | 0
DKE1 | 2027 | 44 | 668 | 712 | 0
DKE1 | 2030 | 44 | 668 | 712 | 0
DKKF | 2024 | 0 | 0 | 0 | 0
DKKF | 2025 | 0 | 0 | 0 | 0
DKKF | 2027 | 0 | 0 | 0 | 0
DKKF | 2030 | 0 | 0 | 0 | 0
DKW1 | 2024 | 20 | 374 | 394 | 0
DKW1 | 2025 | 20 | 374 | 394 | 0
DKW1 | 2027 | 20 | 374 | 394 | 0
DKW1 | 2030 | 20 | 374 | 394 | 0
EE00 | 2024 | 0 | 250 | 0 | 0
EE00 | 2025 | 0 | 250 | 0 | 0
EE00 | 2027 | 8 | 250 | 0 | 0
EE00 | 2030 | 8 | 250 | 0 | 0
ES00 | 2024 | 400 | 2225 | 1110 | 1143
ES00 | 2025 | 400 | 2300 | 1110 | 1143
ES00 | 2027 | 400 | 2350 | 1110 | 1143
ES00 | 2030 | 400 | 2400 | 1110 | 1143
FI00 | 2024 | 420 | 1700 | 185 | 275
FI00 | 2025 | 420 | 1700 | 160 | 275
FI00 | 2027 | 420 | 1700 | 135 | 275
FI00 | 2030 | 420 | 1700 | 100 | 300
FR00 | 2024 | 540 | 2100 | 0 | 1000
FR00 | 2025 | 540 | 2100 | 0 | 1000
FR00 | 2027 | 540 | 2100 | 0 | 1000
FR00 | 2030 | 540 | 2100 | 0 | 1000
GR00 | 2024 | 39 | 1600 | 1200 | 400
GR00 | 2025 | 39 | 1700 | 1300 | 400
GR00 | 2027 | 39 | 1700 | 1300 | 400
GR00 | 2030 | 39 | 1800 | 1400 | 400
GR03 | 2024 | 0 | 0 | 0 | 0
GR03 | 2025 | 0 | 0 | 0 | 0
GR03 | 2027 | 0 | 0 | 0 | 0
GR03 | 2030 | 0 | 0 | 0 | 0
HR00 | 2024 | 118.2857 | 150 | 0 | 250
HR00 | 2025 | 120 | 150 | 0 | 250
HR00 | 2027 | 132 | 150 | 0 | 250
HR00 | 2030 | 150 | 150 | 0 | 250
HU00 | 2024 | 0 | 0 | 0 | 0
HU00 | 2025 | 41 | 1308 | 1349 | 0
HU00 | 2027 | 0 | 0 | 0 | 0
HU00 | 2030 | 46 | 1883 | 1929 | 0
IE00 | 2024 | 281.25 | 93.75 | 93.75 | 0
IE00 | 2025 | 281.25 | 443.75 | 443.75 | 0
IE00 | 2027 | 393.75 | 481.25 | 481.25 | 0
IE00 | 2030 | 393.75 | 481.25 | 481.25 | 0
ITCA | 2024 | 43 | 300 | 300 | 0
ITCA | 2025 | 43 | 300 | 300 | 0
ITCA | 2027 | 43 | 300 | 300 | 0
ITCA | 2030 | 43 | 300 | 300 | 0
ITCN | 2024 | 53 | 500 | 500 | 0
ITCN | 2025 | 53 | 500 | 500 | 0
ITCN | 2027 | 53 | 500 | 500 | 0
ITCN | 2030 | 53 | 500 | 500 | 0
ITCS | 2024 | 80 | 500 | 500 | 0
ITCS | 2025 | 80 | 500 | 500 | 0
ITCS | 2027 | 80 | 500 | 500 | 0
ITCS | 2030 | 80 | 500 | 500 | 0
ITN1 | 2024 | 276 | 1000 | 1000 | 0
ITN1 | 2025 | 276 | 1000 | 1000 | 0
ITN1 | 2027 | 276 | 1000 | 1000 | 0
ITN1 | 2030 | 276 | 1000 | 1000 | 0
ITS1 | 2024 | 43 | 300 | 300 | 0
ITS1 | 2025 | 43 | 300 | 300 | 0
ITS1 | 2027 | 43 | 300 | 300 | 0
ITS1 | 2030 | 43 | 300 | 300 | 0
ITSA | 2024 | 16 | 300 | 300 | 0
ITSA | 2025 | 16 | 300 | 300 | 0
ITSA | 2027 | 16 | 300 | 300 | 0
ITSA | 2030 | 16 | 300 | 300 | 0
ITSI | 2024 | 32 | 1100 | 1100 | 0
ITSI | 2025 | 32 | 1100 | 1100 | 0
ITSI | 2027 | 32 | 1100 | 1100 | 0
ITSI | 2030 | 32 | 1100 | 1100 | 0
LT00 | 2024 | 0 | 400 | 0 | 400
LT00 | 2025 | 9 | 700 | 309 | 400
LT00 | 2027 | 9 | 700 | 309 | 400
LT00 | 2030 | 9 | 700 | 309 | 400
LUB1 | 2024 | 0 | 0 | 0 | 0
LUB1 | 2025 | 0 | 0 | 0 | 0
LUB1 | 2027 | 0 | 0 | 0 | 0
LUB1 | 2030 | 0 | 0 | 0 | 0
LUF1 | 2024 | 0 | 0 | 0 | 0
LUF1 | 2025 | 0 | 0 | 0 | 0
LUF1 | 2027 | 0 | 0 | 0 | 0
LUF1 | 2030 | 0 | 0 | 0 | 0
LUG1 | 2024 | 0 | 0 | 0 | 0
LUG1 | 2025 | 0 | 0 | 0 | 0
LUG1 | 2027 | 0 | 0 | 0 | 0
LUG1 | 2030 | 0 | 0 | 0 | 0
LUV1 | 2024 | 0 | 0 | 0 | 0
LUV1 | 2025 | 0 | 0 | 0 | 0
LUV1 | 2027 | 0 | 0 | 0 | 0
LUV1 | 2030 | 0 | 0 | 0 | 0
LV00 | 2024 | 0 | 100 | 0 | 100
LV00 | 2025 | 0 | 100 | 0 | 100
LV00 | 2027 | 8 | 225 | 0 | 225
LV00 | 2030 | 8 | 225 | 0 | 225
ME00 | 2024 | 0 | 0 | 0 | 0
ME00 | 2025 | 0 | 0 | 0 | 0
ME00 | 2027 | 0 | 0 | 0 | 0
ME00 | 2030 | 0 | 0 | 0 | 0
MK00 | 2024 | 0 | 0 | 0 | 140
MK00 | 2025 | 8 | 180 | 40 | 140
MK00 | 2027 | 0 | 0 | 0 | 140
MK00 | 2030 | 8 | 180 | 40 | 140
MT00 | 2024 | 0 | 0 | 0 | 0
MT00 | 2025 | 9.5 | 0 | 9.5 | 0
MT00 | 2027 | 0 | 0 | 0 | 0
MT00 | 2030 | 9.5 | 0 | 9.5 | 0
NL00 | 2024 | 100 | 1300 | 1300 | 0
NL00 | 2025 | 100 | 1300 | 1300 | 0
NL00 | 2027 | 100 | 1300 | 1300 | 0
NL00 | 2030 | 100 | 1300 | 1300 | 0
NOM1 | 2024 | 50 | 200 | 0 | 150
NOM1 | 2025 | 50 | 200 | 0 | 150
NOM1 | 2027 | 50 | 200 | 0 | 150
NOM1 | 2030 | 50 | 200 | 0 | 150
NON1 | 2024 | 50 | 200 | 0 | 150
NON1 | 2025 | 50 | 200 | 0 | 150
NON1 | 2027 | 50 | 200 | 0 | 150
NON1 | 2030 | 50 | 200 | 0 | 150
NOS0 | 2024 | 100 | 1000 | 0 | 600
NOS0 | 2025 | 100 | 1000 | 0 | 600
NOS0 | 2027 | 100 | 1000 | 0 | 600
NOS0 | 2030 | 100 | 1000 | 0 | 600
PL00 | 2024 | 200 | 1000 | 1200 | 0
PL00 | 2025 | 200 | 1000 | 1200 | 0
PL00 | 2027 | 200 | 1000 | 1200 | 0
PL00 | 2030 | 200 | 1000 | 1200 | 0
PT00 | 2024 | 53 | 741 | 758 | 36
PT00 | 2025 | 53 | 741 | 758 | 36
PT00 | 2027 | 53 | 897 | 909 | 41
PT00 | 2030 | 53 | 1150 | 1159 | 44
RO00 | 2024 | 61.5 | 600 | 280 | 361.5
RO00 | 2025 | 62 | 580 | 280 | 342
RO00 | 2027 | 63 | 540 | 240 | 343
RO00 | 2030 | 65 | 500 | 200 | 345
RS00 | 2024 | 34 | 950 | 500 | 450
RS00 | 2025 | 34 | 1800 | 951 | 849
RS00 | 2027 | 34 | 2050 | 1085 | 965
RS00 | 2030 | 34 | 2050 | 1085 | 965
SE01 | 2024 | 322 | 105 | 0 | 427
SE01 | 2025 | 322 | 105 | 0 | 427
SE01 | 2027 | 322 | 105 | 0 | 427
SE01 | 2030 | 322 | 105 | 0 | 427
SE02 | 2024 | 402.5 | 105 | 0 | 507.5
SE02 | 2025 | 402.5 | 105 | 0 | 507.5
SE02 | 2027 | 402.5 | 105 | 0 | 507.5
SE02 | 2030 | 402.5 | 105 | 0 | 507.5
SE03 | 2024 | 64.4 | 1358 | 15 | 455.4
SE03 | 2025 | 64.4 | 1358 | 15 | 455.4
SE03 | 2027 | 64.4 | 1358 | 15 | 455.4
SE03 | 2030 | 64.4 | 1358 | 15 | 455.4
SE04 | 2024 | 16.1 | 560.5 | 0 | 0
SE04 | 2025 | 16.1 | 560.5 | 0 | 0
SE04 | 2027 | 16.1 | 560.5 | 0 | 0
SE04 | 2030 | 16.1 | 560.5 | 0 | 0
SI00 | 2024 | 46 | 250 | 200 | 20
SI00 | 2025 | 46 | 250 | 200 | 20
SI00 | 2027 | 46 | 250 | 200 | 20
SI00 | 2030 | 46 | 250 | 200 | 20
SK00 | 2024 | 77 | 654.1326 | 436.2 | 217.9326
SK00 | 2025 | 77 | 654.1326 | 436.2 | 217.9326
SK00 | 2027 | 77 | 656.9502 | 436.2 | 220.7502
SK00 | 2030 | 77 | 663.2165 | 436.2 | 227.0165
TR00 | 2024 | 0 | 0 | 0 | 0
TR00 | 2025 | 0 | 0 | 0 | 0
TR00 | 2027 | 0 | 0 | 0 | 0
TR00 | 2030 | 0 | 0 | 0 | 0
UA00 | 2024 | 9 | 200 | 200 | 0
UA00 | 2025 | 9 | 200 | 200 | 0
UA00 | 2027 | 9 | 200 | 200 | 0
UA00 | 2030 | 9 | 200 | 200 | 0
UK00 | 2024 | 1500 | 1700 | 1700 | 0
UK00 | 2025 | 1700 | 1700 | 1700 | 0
UK00 | 2027 | 1700 | 1700 | 1700 | 0
UK00 | 2030 | 1700 | 1700 | 1700 | 0
UKNI | 2024 | 93.75 | 31.25 | 31.25 | 0
UKNI | 2025 | 93.75 | 31.25 | 31.25 | 0
UKNI | 2027 | 131.25 | 43.75 | 43.75 | 0
UKNI | 2030 | 131.25 | 43.75 | 43.75 | 0

## Must-run Capacities
Bidding Zone* | TY | Technology | Capacity-Weighted Average Must-run ratio | Sum of Must-run Capacity (MW)
BE00 | 2024 | Coal | 1 | 354.4 | *bidding zones which do not have must-run ratios defined for any unit are not included in this sheet
BE00 | 2024 | Gas | 0.6 | 1601
BE00 | 2025 | Coal | 1 | 354.4
BE00 | 2025 | Gas | 0.6 | 1601
BE00 | 2027 | Coal | 1 | 354.4
BE00 | 2027 | Gas | 0.6 | 1601
BE00 | 2030 | Coal | 1 | 354.4
BE00 | 2030 | Gas | 0.6 | 1601
BG00 | 2024 | Coal | 0.40556 | 135
BG00 | 2024 | Gas | 0.46713 | 270
BG00 | 2024 | Nuclear | 1 | 2000
BG00 | 2025 | Coal | 0.40556 | 135
BG00 | 2025 | Gas | 0.42458 | 358
BG00 | 2025 | Nuclear | 1 | 2000
BG00 | 2027 | Coal | 0.40556 | 135
BG00 | 2027 | Gas | 0.42458 | 358
BG00 | 2027 | Nuclear | 1 | 2000
BG00 | 2030 | Coal | 0.40556 | 135
BG00 | 2030 | Gas | 0.42458 | 358
BG00 | 2030 | Nuclear | 1 | 2000
CH00 | 2024 | Nuclear | 1 | 2930
CH00 | 2025 | Nuclear | 1 | 2930
CH00 | 2027 | Nuclear | 1 | 2930
CH00 | 2030 | Nuclear | 1 | 2930
CY00 | 2024 | Gas | 0.17769 | 685
CY00 | 2025 | Gas | 0.17769 | 685
CY00 | 2027 | Gas | 0.17769 | 791
CY00 | 2030 | Gas | 0.17769 | 791
CZ00 | 2024 | Nuclear | 1 | 4047.1
CZ00 | 2025 | Nuclear | 1 | 4047.1
CZ00 | 2027 | Nuclear | 1 | 4047.1
CZ00 | 2030 | Nuclear | 1 | 4047.1
DE00 | 2024 | Coal | 0.4 | 7697.29
DE00 | 2024 | Gas | 0.4 | 8141.025
DE00 | 2024 | Other non-RES | 0.4 | 558.2
DE00 | 2025 | Coal | 0.4 | 7697.29
DE00 | 2025 | Gas | 0.4 | 8141.025
DE00 | 2025 | Other non-RES | 0.4 | 558.2
DE00 | 2027 | Coal | 0.4 | 7587.29
DE00 | 2027 | Gas | 0.4 | 8715.025
DE00 | 2027 | Other non-RES | 0.4 | 558.2
DE00 | 2030 | Coal | 0.4 | 7587.29
DE00 | 2030 | Gas | 0.4 | 8715.025
DE00 | 2030 | Other non-RES | 0.4 | 558.2
DKE1 | 2024 | Coal | 0.29406 | 720
DKE1 | 2025 | Coal | 0.29406 | 720
DKE1 | 2027 | Coal | 0.29406 | 720
DKE1 | 2030 | Coal | 0.29406 | 720
DKW1 | 2024 | Coal | 0.24026 | 767
DKW1 | 2025 | Coal | 0.24026 | 767
DKW1 | 2027 | Coal | 0.24026 | 767
DKW1 | 2030 | Coal | 0.24026 | 357
ES00 | 2024 | Gas | 0.50559 | 3552.3
ES00 | 2024 | Nuclear | 1 | 5115.36
ES00 | 2025 | Gas | 0.50559 | 3552.3
ES00 | 2025 | Nuclear | 1 | 5115.36
ES00 | 2027 | Gas | 0.50559 | 3552.3
ES00 | 2027 | Nuclear | 1 | 5115.36
ES00 | 2030 | Gas | 0.50559 | 3552.3
ES00 | 2030 | Nuclear | 1 | 4104.36
FI00 | 2024 | Coal | 0.41225 | 1836
FI00 | 2024 | Gas | 0.37747 | 640
FI00 | 2025 | Coal | 0.41225 | 1836
FI00 | 2025 | Gas | 0.37747 | 640
FI00 | 2027 | Coal | 0.41225 | 1836
FI00 | 2027 | Gas | 0.37747 | 640
FI00 | 2030 | Coal | 0.41225 | 1836
FI00 | 2030 | Gas | 0.37747 | 640
FR00 | 2024 | Other non-RES | 0.2166 | 5499.6
FR00 | 2025 | Other non-RES | 0.2166 | 5499.6
FR00 | 2027 | Other non-RES | 0.22101 | 4999.4
FR00 | 2030 | Other non-RES | 0.22101 | 4400
GR00 | 2024 | Gas | 0.403 | 334
GR00 | 2025 | Gas | 0.403 | 334
GR00 | 2027 | Gas | 0.403 | 334
GR00 | 2030 | Gas | 0.403 | 334
HU00 | 2024 | Coal | 0.54403 | 173.5
HU00 | 2024 | Gas | 0.17645 | 464.4
HU00 | 2024 | Nuclear | 0.96294 | 1900
HU00 | 2024 | Other non-RES | 0.39109 | 1102.3894
HU00 | 2025 | Coal | 0.54403 | 173.5
HU00 | 2025 | Gas | 0.17645 | 464.4
HU00 | 2025 | Nuclear | 0.96294 | 1900
HU00 | 2025 | Other non-RES | 0.4033 | 1217.3314
HU00 | 2027 | Coal | 0.54403 | 173.5
HU00 | 2027 | Gas | 0.17645 | 464.4
HU00 | 2027 | Nuclear | 0.96294 | 1900
HU00 | 2027 | Other non-RES | 0.3864 | 1347.2154
HU00 | 2030 | Coal | 0.54097 | 58
HU00 | 2030 | Gas | 0.12237 | 282
HU00 | 2030 | Nuclear | 0.70647 | 4260
HU00 | 2030 | Other non-RES | 0.3864 | 1347.2154
IE00 | 2024 | Coal | 0.5 | 78
IE00 | 2024 | Gas | 0.10522 | 3066
IE00 | 2025 | Coal | 0.5 | 78
IE00 | 2025 | Gas | 0.10522 | 3066
IE00 | 2027 | Coal | 0.5 | 78
IE00 | 2027 | Gas | 0.10522 | 3066
IE00 | 2030 | Coal | 0.5 | 78
IE00 | 2030 | Gas | 0.10522 | 3066
ITCA | 2024 | Gas | 0.17 | 3497.4
ITCA | 2025 | Gas | 0.17 | 3497.4
ITCA | 2027 | Gas | 0.17 | 3497.4
ITCA | 2030 | Gas | 0.17 | 3497.4
ITCN | 2024 | Gas | 0.4698 | 149
ITCN | 2025 | Gas | 0.4698 | 149
ITCN | 2027 | Gas | 0.4698 | 149
ITCN | 2030 | Gas | 0.4698 | 149
ITCS | 2024 | Coal | 0.15556 | 1230
ITCS | 2024 | Gas | 0.2366 | 4235
ITCS | 2025 | Gas | 0.2366 | 4235
ITCS | 2027 | Gas | 0.2366 | 4235
ITCS | 2030 | Gas | 0.2366 | 4235
ITN1 | 2024 | Gas | 0.20159 | 7692.5
ITN1 | 2025 | Gas | 0.20159 | 7692.5
ITN1 | 2027 | Gas | 0.20159 | 7692.5
ITN1 | 2030 | Gas | 0.20159 | 7692.5
ITS1 | 2024 | Gas | 0.2519 | 5086
ITS1 | 2025 | Gas | 0.2519 | 5086
ITS1 | 2027 | Gas | 0.2519 | 5086
ITS1 | 2030 | Gas | 0.2519 | 5086
ITSA | 2024 | Coal | 0.5 | 449
ITSA | 2024 | Gas | 0.82814 | 590
ITSA | 2025 | Coal | 0.5 | 449
ITSA | 2025 | Gas | 0.82814 | 590
ITSA | 2027 | Coal | 0.5 | 449
ITSA | 2027 | Gas | 0.82814 | 590
ITSA | 2030 | Gas | 0.82814 | 590
ITSI | 2024 | Gas | 0.23137 | 1789.29
ITSI | 2025 | Gas | 0.23137 | 1789.29
ITSI | 2027 | Gas | 0.23137 | 1789.29
ITSI | 2030 | Gas | 0.23137 | 1789.29
NL00 | 2024 | Coal | 0.21436 | 625
NL00 | 2024 | Gas | 0.43824 | 4338
NL00 | 2024 | Other non-RES | 0.43581 | 4442
NL00 | 2025 | Coal | 0.21436 | 625
NL00 | 2025 | Gas | 0.43571 | 4313.5
NL00 | 2025 | Other non-RES | 0.43366 | 4403
NL00 | 2027 | Coal | 0.21436 | 625
NL00 | 2027 | Gas | 0.43528 | 4323.5
NL00 | 2027 | Other non-RES | 0.42858 | 4147
NL00 | 2030 | Gas | 0.43528 | 4323.5
NL00 | 2030 | Other non-RES | 0.42858 | 4147
PL00 | 2024 | Coal | 0.56664 | 28181.3303
PL00 | 2024 | Gas | 0.53009 | 3524
PL00 | 2025 | Coal | 0.56664 | 28181.3303
PL00 | 2025 | Gas | 0.53009 | 3524
PL00 | 2027 | Coal | 0.56664 | 28181.3303
PL00 | 2027 | Gas | 0.53009 | 3524
PL00 | 2030 | Coal | 0.56664 | 28181.3303
PL00 | 2030 | Gas | 0.53009 | 3524
RO00 | 2024 | Coal | 0.31986 | 298
RO00 | 2024 | Gas | 0.21508 | 1100.2
RO00 | 2025 | Coal | 0.31986 | 298
RO00 | 2025 | Gas | 0.22886 | 1300.2
RO00 | 2027 | Coal | 0.31986 | 298
RO00 | 2027 | Gas | 0.15349 | 3160.2
RO00 | 2030 | Coal | 0.31986 | 298
RO00 | 2030 | Gas | 0.14818 | 3730.2
RS00 | 2024 | Coal | 0.6715 | 2835.448
RS00 | 2024 | Gas | 0.49852 | 277.9
RS00 | 2025 | Coal | 0.6715 | 2835.448
RS00 | 2025 | Gas | 0.49852 | 277.9
RS00 | 2027 | Coal | 0.6715 | 2835.448
RS00 | 2027 | Gas | 0.49852 | 277.9
RS00 | 2030 | Coal | 0.6715 | 2835.448
RS00 | 2030 | Gas | 0.49852 | 277.9
SI00 | 2024 | Coal | 0.49651 | 123
SI00 | 2024 | Gas | 0.49651 | 114
SI00 | 2024 | Nuclear | 1 | 703
SI00 | 2025 | Coal | 0.49651 | 45
SI00 | 2025 | Gas | 0.49651 | 114
SI00 | 2025 | Nuclear | 1 | 703
SI00 | 2027 | Coal | 0.49651 | 45
SI00 | 2027 | Gas | 0.49651 | 114
SI00 | 2027 | Nuclear | 1 | 703
SI00 | 2030 | Gas | 0.49651 | 114
SI00 | 2030 | Nuclear | 1 | 703
UA00 | 2024 | Coal | 0.1197 | 6797.2023
UA00 | 2025 | Coal | 0.1197 | 6797.2023
UA00 | 2027 | Coal | 0.1197 | 6797.2023
UA00 | 2030 | Coal | 0.1197 | 6797.2023
UKNI | 2024 | Gas | 0.37263 | 1001
UKNI | 2025 | Gas | 0.37263 | 1001
UKNI | 2027 | Gas | 0.37263 | 1001
UKNI | 2030 | Gas | 0.37263 | 1001

## Capacity Derated
Bidding Zone* | TY | Technology | Capacity-Weighted Average Derated Ratio | Sum of Derated Capacity (MW)
CH00 | 2024 | Other non-RES | 0.38156 | 560.9091 | *bidding zones which do not have derating ratios defined for any unit are not included in this sheet
CH00 | 2025 | Other non-RES | 0.30711 | 559.0909
CH00 | 2027 | Other non-RES | 0.30711 | 555.4545
CH00 | 2030 | Other non-RES | 0.333 | 550
CY00 | 2024 | Gas | 0.98608 | 930
CY00 | 2024 | Other non-RES | 0.97959 | 647.7
CY00 | 2025 | Gas | 0.98608 | 930
CY00 | 2025 | Other non-RES | 0.97959 | 647.7
CY00 | 2027 | Gas | 0.98547 | 1036
CY00 | 2027 | Other non-RES | 0.97959 | 647.7
CY00 | 2030 | Gas | 0.98547 | 1036
CY00 | 2030 | Other non-RES | 0.97959 | 647.7
DKE1 | 2024 | Coal | 0.92868 | 225.92
DKE1 | 2024 | Gas | 0.94821 | 367.4534
DKE1 | 2024 | Other non-RES | 0.92601 | 18
DKE1 | 2025 | Coal | 0.92868 | 225.92
DKE1 | 2025 | Gas | 0.95406 | 289.4201
DKE1 | 2025 | Other non-RES | 0.92601 | 18
DKE1 | 2027 | Coal | 0.92868 | 225.92
DKE1 | 2027 | Gas | 0.95397 | 286.7342
DKE1 | 2027 | Other non-RES | 0.92601 | 18
DKE1 | 2030 | Coal | 0.92868 | 225.92
DKE1 | 2030 | Gas | 0.95376 | 281.184
DKE1 | 2030 | Other non-RES | 0.92601 | 18
DKW1 | 2024 | Coal | 0.92601 | 296.208
DKW1 | 2024 | Gas | 0.95567 | 861.9798
DKW1 | 2024 | Other non-RES | 0.96438 | 32
DKW1 | 2025 | Coal | 0.92601 | 280.708
DKW1 | 2025 | Gas | 0.95552 | 847.1613
DKW1 | 2025 | Other non-RES | 0.96438 | 32
DKW1 | 2027 | Coal | 0.92601 | 280.708
DKW1 | 2027 | Gas | 0.95506 | 805.1424
DKW1 | 2030 | Coal | 0.92601 | 237.858
DKW1 | 2030 | Gas | 0.95447 | 757.3564
EE00 | 2024 | Other non-RES | 0.17 | 164.7
EE00 | 2025 | Other non-RES | 0.17 | 163.492
EE00 | 2027 | Other non-RES | 0.17 | 161.552
EE00 | 2030 | Other non-RES | 0.17 | 161.552
FI00 | 2024 | Other non-RES | 0.34691 | 470.5
FI00 | 2025 | Other non-RES | 0.34691 | 470.5
FI00 | 2027 | Other non-RES | 0.34691 | 470.5
FI00 | 2030 | Other non-RES | 0.32246 | 390.5
FR00 | 2024 | Nuclear | 0.752 | 1617
FR00 | 2024 | Other non-RES | 0.37244 | 5799.6
FR00 | 2025 | Nuclear | 0.752 | 1617
FR00 | 2025 | Other non-RES | 0.37244 | 5799.6
FR00 | 2027 | Nuclear | 0.752 | 1617
FR00 | 2027 | Other non-RES | 0.38426 | 4999.4
FR00 | 2030 | Nuclear | 0.752 | 1617
FR00 | 2030 | Other non-RES | 0.38426 | 4400
GR00 | 2024 | Gas | 0.97698 | 6037.362
GR00 | 2025 | Gas | 0.97698 | 7862.362
GR00 | 2027 | Gas | 0.97698 | 8687.362
GR00 | 2030 | Gas | 0.97698 | 8687.362
GR03 | 2024 | Other non-RES | 0.7 | 110
GR03 | 2025 | Other non-RES | 0.7 | 110
GR03 | 2027 | Other non-RES | 0.7 | 110
GR03 | 2030 | Other non-RES | 0.7 | 110
HR00 | 2024 | Coal | 0.66207 | 290
HR00 | 2024 | Gas | 0.65468 | 1474
HR00 | 2024 | Other non-RES | 0.079523 | 503
HR00 | 2025 | Coal | 0.66207 | 290
HR00 | 2025 | Gas | 0.65468 | 1474
HR00 | 2025 | Other non-RES | 0.079523 | 503
HR00 | 2027 | Coal | 0.66207 | 290
HR00 | 2027 | Gas | 0.65468 | 1474
HR00 | 2027 | Other non-RES | 0.079523 | 503
HR00 | 2030 | Coal | 0.66207 | 290
HR00 | 2030 | Gas | 0.65468 | 1474
HR00 | 2030 | Other non-RES | 0.079523 | 503
HU00 | 2030 | Nuclear | 0.98664 | 2360
IE00 | 2024 | Gas | 0.97486 | 3804
IE00 | 2024 | Other non-RES | 0.97486 | 324
IE00 | 2025 | Gas | 0.97486 | 3804
IE00 | 2025 | Other non-RES | 0.97486 | 324
IE00 | 2027 | Gas | 0.97486 | 3804
IE00 | 2027 | Other non-RES | 0.97486 | 324
IE00 | 2030 | Gas | 0.97486 | 3804
IE00 | 2030 | Other non-RES | 0.97486 | 324
ITCA | 2024 | Gas | 0.88797 | 3497.4
ITCA | 2025 | Gas | 0.88797 | 3497.4
ITCA | 2027 | Gas | 0.88797 | 3497.4
ITCA | 2030 | Gas | 0.88797 | 3497.4
ITCN | 2024 | Gas | 0.84141 | 1077.1
ITCN | 2025 | Gas | 0.84141 | 1077.1
ITCN | 2027 | Gas | 0.84141 | 1077.1
ITCN | 2030 | Gas | 0.84141 | 1077.1
ITCS | 2024 | Coal | 0.91971 | 1230
ITCS | 2024 | Gas | 0.87694 | 7112.9
ITCS | 2025 | Gas | 0.87694 | 7112.9
ITCS | 2027 | Gas | 0.87694 | 7112.9
ITCS | 2030 | Gas | 0.87694 | 7112.9
ITN1 | 2024 | Gas | 0.83143 | 4983
ITN1 | 2025 | Gas | 0.83143 | 4983
ITN1 | 2027 | Gas | 0.83143 | 4983
ITN1 | 2030 | Gas | 0.83143 | 4983
ITS1 | 2024 | Gas | 0.85802 | 3954
ITS1 | 2025 | Gas | 0.85802 | 3954
ITS1 | 2027 | Gas | 0.85802 | 3954
ITS1 | 2030 | Gas | 0.85802 | 3954
ITSA | 2024 | Coal | 0.93401 | 449
ITSA | 2024 | Gas | 0.80693 | 590
ITSA | 2025 | Coal | 0.93401 | 449
ITSA | 2025 | Gas | 0.80693 | 590
ITSA | 2027 | Coal | 0.93401 | 449
ITSA | 2027 | Gas | 0.80693 | 590
ITSA | 2030 | Gas | 0.80693 | 590
ITSI | 2024 | Gas | 0.88726 | 756
ITSI | 2025 | Gas | 0.88726 | 756
ITSI | 2027 | Gas | 0.88726 | 756
ITSI | 2030 | Gas | 0.88726 | 756
LUG1 | 2024 | Other non-RES | 0.5 | 96
LUG1 | 2025 | Other non-RES | 0.5 | 100
LUG1 | 2027 | Other non-RES | 0.5 | 100
LUG1 | 2030 | Other non-RES | 0.5 | 100
ME00 | 2024 | Coal | 1 | 225
ME00 | 2025 | Coal | 1 | 225
ME00 | 2027 | Coal | 1 | 225
ME00 | 2030 | Coal | 1 | 225
NL00 | 2024 | Other non-RES | 0.85 | 4442
NL00 | 2025 | Other non-RES | 0.85 | 4403
NL00 | 2027 | Other non-RES | 0.85 | 4147
NL00 | 2030 | Other non-RES | 0.85 | 4147
NOM1 | 2024 | Other non-RES | 1 | 20
NOM1 | 2025 | Other non-RES | 1 | 20
NOM1 | 2027 | Other non-RES | 1 | 20
NOM1 | 2030 | Other non-RES | 1 | 20
NON1 | 2024 | Other non-RES | 1 | 195
NON1 | 2025 | Other non-RES | 1 | 195
NON1 | 2027 | Other non-RES | 1 | 195
NON1 | 2030 | Other non-RES | 1 | 195
NOS0 | 2024 | Other non-RES | 1 | 50
NOS0 | 2025 | Other non-RES | 1 | 50
NOS0 | 2027 | Other non-RES | 1 | 50
NOS0 | 2030 | Other non-RES | 1 | 50
PT00 | 2024 | Other non-RES | 0.65508 | 565
PT00 | 2025 | Other non-RES | 0.65793 | 532
PT00 | 2027 | Other non-RES | 0.65793 | 465
PT00 | 2030 | Other non-RES | 0.66888 | 465
RO00 | 2024 | Coal | 0.21782 | 190
RO00 | 2024 | Gas | 0.76788 | 1378.8
RO00 | 2025 | Coal | 0.21782 | 190
RO00 | 2025 | Gas | 0.76788 | 1378.8
RO00 | 2027 | Coal | 0.21782 | 190
RO00 | 2027 | Gas | 0.76788 | 1378.8
RO00 | 2030 | Coal | 0.21782 | 190
RO00 | 2030 | Gas | 0.76788 | 1378.8
RS00 | 2024 | Coal | 0.96583 | 1989
RS00 | 2025 | Coal | 0.96583 | 1989
RS00 | 2027 | Coal | 0.96583 | 1989
RS00 | 2030 | Coal | 0.96583 | 1989
SK00 | 2024 | Nuclear | 0.99748 | 2312.4403
SK00 | 2025 | Nuclear | 0.99748 | 2751.6373
SK00 | 2027 | Nuclear | 0.99748 | 2759.2373
SK00 | 2030 | Nuclear | 0.99748 | 2814.6373
TR00 | 2024 | Other non-RES | 0.47844 | 1082.242
TR00 | 2025 | Other non-RES | 0.47844 | 1235.2017
TR00 | 2027 | Other non-RES | 0.47844 | 1541.121
TR00 | 2030 | Other non-RES | 0.47844 | 2000
UA00 | 2024 | Coal | 0.79603 | 1849.107
UA00 | 2025 | Coal | 0.79603 | 1849.107
UA00 | 2027 | Coal | 0.79603 | 1849.107
UA00 | 2030 | Coal | 0.79603 | 1849.107
UK00 | 2024 | Gas | 0.9514 | 933
UK00 | 2025 | Gas | 0.9514 | 933
UK00 | 2027 | Gas | 0.89388 | 933
UK00 | 2027 | Nuclear | 0.9 | 1670
UK00 | 2030 | Gas | 0.89167 | 933
UK00 | 2030 | Nuclear | 0.9365 | 3340
UKNI | 2024 | Gas | 0.97405 | 1013
UKNI | 2024 | Other non-RES | 0.97405 | 320
UKNI | 2025 | Gas | 0.97405 | 1013
UKNI | 2025 | Other non-RES | 0.97405 | 320
UKNI | 2027 | Gas | 0.97405 | 1013
UKNI | 2027 | Other non-RES | 0.97405 | 320
UKNI | 2030 | Gas | 0.97405 | 1013
UKNI | 2030 | Other non-RES | 0.97405 | 320

## Thermal Properties
ENTSO-E Market Modelling Database
Standard thermal characteristics | Category # | Fuel | Type | Efficiency range in NCV terms | Standard efficiency in NCV terms | CO2 emission factor | Variable O&M cost | Min Time on | Min Time off | Start-up fuel consumption - warm start | Start-up fix cost (e.g. wear) warm start |  | Start-up fuel consumption - cold start | Start-up fix cost (e.g. wear) cold start | Start-up fuel consumption - hot start | Start-up fix cost (e.g. wear) hot start |  |  | Category # | FuelType | Shutdown time | Startup time
|  |  |  | % | % | kg / Net GJ | €/MWh | hours | hours | Net GJ /MW. start | € /MW. start | P3.0 Code | Net GJ /MW. start | € /MW. start | Net GJ /MW. start | € /MW. start | Transition time [h] from hot to warm | Transition time [h] from hot to cold |  |  | h | h
| 1 | Nuclear | - | 30% - 35% | 33% | 0 | 9 | 12 | 12 | 14 | 21 | NUCL_01 | [6 empty] | 1 | Nuclear/- | 10.125 | 36.7222
| 2 | Hard coal | old 1 | 30% - 37% | 35% | 94 | 3.3 | 8 | 8 | 18 | 69.69 | HCO1_02 | 21 | 93.97 | 10.5 | 49.33 | 12 | 72 | 2 | Hard coal/old 1 | 29.9722 | 6.4468
| 3 | Hard coal | old 2 | 38% - 43% | 40% | 94 | 3.3 | 6 | 6 | 18 | 50.12 | HCO2_03 | 21 | 81.44 | 10.5 | 42.29 | 12 | 72 | 3 | Hard coal/old 2 | 0.033333 | 3.2319
| 4 | Hard coal | new | 44% - 46% | 46% | 94 | 3.3 | 5 | 5 | 18 | 42.29 | HCNW_04 |  | 57.17 | 10.5 | 30.54 | 12 | 72 | 4 | Hard coal/new | 0.066667 | 2.5967
| 5 | Hard coal | CCS | 30% - 40% | 38% | 9.4 | 6.6 | 7 | 7 | 18 | 50.12 | HCCS_05 | 21 | 81.44 | 10.5 | 42.29 | 12 | 72 | 5 | Hard coal/CCS
| 6 | Lignite | old 1 | 30% - 37% | 35% | 101 | 3.3 | 11 | 11 | 18 | 69.69 | LGO1_06 | 21 | 93.97 | 10.5 | 49.33 | 12 | 72 | 6 | Lignite/old 1 | 14.5845 | 5.5767
| 7 | Lignite | old 2 | 38% - 43% | 40% | 101 | 3.3 | 9 | 9 | 18 | 50.12 | LGO2_07 | 21 | 81.44 | 10.5 | 42.29 | 12 | 72 | 7 | Lignite/old 2 | 19.2692 | 6.5945
| 8 | Lignite | new | 44% - 46% | 46% | 101 | 3.3 | 8 | 8 | 18 | 42.29 | LGNW_08 | 21 | 57.17 | 10.5 | 30.54 | 12 | 72 | 8 | Lignite/new | 25.3333 | 5.0058
| 9 | Lignite | CCS | 30% - 40% | 38% | 10.1 | 6.6 | 10 | 10 | 18 | 50.12 | LGCS_09 | 21 | 81.44 | 10.5 | 42.29 | 12 | 72 | 9 | Lignite/CCS
| 10 | Gas | conventional old 1 | 25% - 38% | 36% | 57 | 1.1 | 5 | 5 | 7.6 | 68.13 | GCO1_10 | 9.7 | 69.69 | 4.1 | 32.89 | 8 | 48 | 10 | Gas/conventional old 1 | 30.5719 | 6.0333
| 11 | Gas | conventional old 2 | 39% - 42% | 41% | 57 | 1.1 | 5 | 5 | 7.6 | 45.42 | GCO2_11 | 9.7 | 58.73 | 4.1 | 28.19 | 8 | 48 | 11 | Gas/conventional old 2
| 12 | Gas | CCGT old 1 | 33% - 44% | 40% | 57 | 1.6 | 3 | 3 | 7.6 | 72.83 | GTO1_12 | 9.7 | 79.09 | 4.1 | 43.85 | 8 | 48 | 12 | Gas/CCGT old 1 | 0.041667 | 0.39167
| 13 | Gas | CCGT old 2 | 45% - 52% | 48% | 57 | 1.6 | 3 | 3 | 7.6 | 43.07 | GTO2_13 | 9.7 | 61.86 | 4.1 | 27.41 | 8 | 48 | 13 | Gas/CCGT old 2 | 0.7625 | 2.8747
| 14 | Gas | CCGT present 1 | 53% - 60% | 56% | 57 | 1.6 | 2 | 2 | 7.6 | 25.06 | GTP1_14 | 9.7 | 36.02 | 4.1 | 21.93 | 8 | 48 | 14 | Gas/CCGT present 1 | 1.0333 | 3.4053
| 15 | Gas | CCGT present 2 | 53% - 60% | 58% | 57 | 1.6 | 2 | 2 | 7.6 | 25.06 | GTP2_15 | 9.7 | 36.02 | 4.1 | 21.93 | 8 | 48 | 15 | Gas/CCGT present 2 | 1.0833 | 2.0833
| 16 | Gas | CCGT new | 53% - 60% | 60% | 57 | 1.6 | 2 | 2 | 7.6 | 25.06 | GTNW_16 | 9.7 | 36.02 | 4.1 | 21.93 | 8 | 48 | 16 | Gas/CCGT new | 19 | 5.3013
| 17 | Gas | CCGT CCS | 43% - 52% | 51% | 5.7 | 3.2 | 4 | 4 | 7.6 | 43.07 | GTCS_17 | 9.7 | 61.86 | 4.1 | 27.41 | 8 | 48 | 17 | Gas/CCGT CCS
| 18 | Gas | OCGT old | 35% - 38% | 35% | 57 | 1.6 | 1 | 1 | 0.21 | 52.47 | GOTO_18 | 0.25 | 52.47 | 0.2 | 30.54 | 2 | 3 | 18 | Gas/OCGT old | 1 | 1
| 19 | Gas | OCGT new | 39% - 44% | 42% | 57 | 1.6 | 1 | 1 | 0.21 | 20.36 | GOTN_19 | 0.25 | 24.28 | 0.2 | 17.23 | 2 | 3 | 19 | Gas/OCGT new | 1 | 0.96667
| 20 | Light oil | - | 32% - 38% | 35% | 78 | 1.1 | 1 | 1 | 0.21 | 36 | LOIL_20 | 0.25 | 38.4 | 0.2 | 24 | 2 | 3 | 20 | Light oil/- | 1 | 1.1646
| 21 | Heavy oil | old 1 | 25% - 37% | 35% | 78 | 3.3 | 3 | 3 | 7.6 | 70 | HOO1_21 | 9.7 | 93.97 | 4.1 | 49.33 | 8 | 48 | 21 | Heavy oil/old 1 | 1 | 4.8056
| 22 | Heavy oil | old 2 | 38% - 43% | 40% | 78 | 3.3 | 3 | 3 | 7.6 | 50 | HOO2_22 | 9.7 | 81.44 | 4.1 | 42.29 | 8 | 48 | 22 | Heavy oil/old 2 | 1 | 3.875
| 23 | Oil shale | old | 28% - 33% | 29% | 100 | 3.3 | 11 | 11 | 18 | 60 | OSOD_23 | 21 | 88 | 10.5 | 46 | 12 | 72 | 23 | Oil shale/old
| 24 | Oil shale | new | 34% - 39% | 39% | 100 | 3.3 | 8 | 8 | 18 | 42 | OSNW_24 | 21 | 57.17 | 10.5 | 31 | 12 | 72 | 24 | Oil shale/new
| 25 | Fuel cell | Hydrogen | 34% - 60% | 60% | 0 | 8.4 | 0 | 0 | 0 | 0 | FCHG_25 | 0 | 0 | 0 | 0 | 0 | 0 | 25 | Fuel cell/Hydrogen | 0 | 0
Default thermal characteristics | Category # | Fuel | Type | Unavailability |  |  |  | Minimum stable generation | Ramp up rate | Ramp down rate | Fixed generation reduction
|  |  |  | Forced outage |  | Planned outage
|  |  |  | annual rate | Mean time to repair | annual rate | winter
|  |  |  | % | Days | number of days | % of annual number of days | (% of max power) | % of max output power / min | % of max output power / min | % of max output power
| 1 | Nuclear | - | 5% | 7 | 54 | 15% | 40% | 5% | 5% | 0%
| 2 | Hard coal | old 1 | 10% | 1 | 27 | 15% | 40% | 2% | 5% | 0%
| 3 | Hard coal | old 2 | 10% | 1 | 27 | 15% | 40% | 2% | 5% | 0%
| 4 | Hard coal | new | 7.5% | 1 | 27 | 15% | 25% | 4% | 5% | 0%
| 5 | Hard coal | CCS | 7.5% | 1 | 27 | 15% | 25% | 4% | 5% | 0%
| 6 | Lignite | old 1 | 10% | 1 | 27 | 15% | 50% | 2% | 5% | 0%
| 7 | Lignite | old 2 | 10% | 1 | 27 | 15% | 50% | 2% | 5% | 0%
| 8 | Lignite | new | 7.5% | 1 | 27 | 15% | 50% | 2% | 5% | 0%
| 9 | Lignite | CCS | 7.5% | 1 | 27 | 15% | 50% | 2% | 5% | 0%
| 10 | Gas | conventional old 1 | 8% | 1 | 27 | 15% | 20% | 15% | 15% | 0%
| 11 | Gas | conventional old 2 | 8% | 1 | 27 | 15% | 20% | 15% | 15% | 0%
| 12 | Gas | CCGT old 1 | 8% | 1 | 27 | 15% | 50% | 2% | 5% | 0%
| 13 | Gas | CCGT old 2 | 8% | 1 | 27 | 15% | 50% | 2% | 5% | 0%
| 14 | Gas | CCGT present 1 | 5% | 1 | 27 | 15% | 40% | 4% | 5% | 0%
| 15 | Gas | CCGT present 2 | 5% | 1 | 27 | 15% | 40% | 4% | 5% | 0%
| 16 | Gas | CCGT new | 5% | 1 | 27 | 15% | 40% | 4% | 5% | 0%
| 17 | Gas | CCGT CCS | 5% | 1 | 27 | 15% | 40% | 4% | 5% | 0%
| 18 | Gas | OCGT old | 8% | 1 | 13 | 15% | 50% | 8% | 8% | 0%
| 19 | Gas | OCGT new | 5% | 1 | 13 | 15% | 40% | 12% | 12% | 0%
| 20 | Light oil | - | 8% | 1 | 13 | 15% | 50% | 8% | 8% | 0%
| 21 | Heavy oil | old 1 | 10% | 1 | 27 | 15% | 50% | 8% | 8% | 0%
| 22 | Heavy oil | old 2 | 10% | 1 | 27 | 15% | 50% | 8% | 8% | 0%
| 23 | Oil shale | old | 10% | 1 | 27 | 15% | 50% | 8% | 8% | 0%
| 24 | Oil shale | new | 7.5% | 1 | 27 | 15% | 50% | 8% | 8% | 0%
| 25 | Fuel cell | Hydrogen | 2.5% | 1 | 7 | 0% | 0% | 0% | 0% | 0%

## Forced Outage Rates
Bidding Zone | TY | Technology | Capacity-Weighted Average Forced outage rate | Sum of Capacity with forced outage (MW)
AL00 | 2025 | Gas | 0.08 | 100
AL00 | 2027 | Gas | 0.08 | 100 | *bidding zones which do not have forced outage ratios defined for any unit are not included in this sheet
AL00 | 2030 | Gas | 0.06 | 300
AT00 | 2024 | Gas | 0.064649 | 4246.12
AT00 | 2024 | Other non-RES | 0.08 | 120
AT00 | 2025 | Gas | 0.064649 | 4246.12
AT00 | 2025 | Other non-RES | 0.08 | 120
AT00 | 2027 | Gas | 0.064649 | 4246.12
AT00 | 2027 | Other non-RES | 0.08 | 120
AT00 | 2030 | Gas | 0.064649 | 4246.12
AT00 | 2030 | Other non-RES | 0.08 | 120
BA00 | 2024 | Coal | 0.1 | 1888
BA00 | 2025 | Coal | 0.094921 | 2018
BA00 | 2027 | Coal | 0.094136 | 1748
BA00 | 2030 | Coal | 0.09378 | 1648
BE00 | 2024 | Coal | 0.1 | 354.4
BE00 | 2024 | Gas | 0.059813 | 5720.6
BE00 | 2024 | Nuclear | 0.05 | 3929
BE00 | 2024 | Other non-RES | 0.1 | 158
BE00 | 2025 | Coal | 0.1 | 354.4
BE00 | 2025 | Gas | 0.0575 | 7485.6
BE00 | 2025 | Nuclear | 0.05 | 3929
BE00 | 2025 | Other non-RES | 0.1 | 158
BE00 | 2027 | Coal | 0.1 | 354.4
BE00 | 2027 | Gas | 0.057229 | 7060.6
BE00 | 2027 | Nuclear | 0.2 | 2077
BE00 | 2027 | Other non-RES | 0.1 | 158
BE00 | 2030 | Coal | 0.1 | 354.4
BE00 | 2030 | Gas | 0.057229 | 7060.6
BE00 | 2030 | Nuclear | 0.2 | 2077
BE00 | 2030 | Other non-RES | 0.1 | 158
BG00 | 2024 | Coal | 0.1 | 3651
BG00 | 2024 | Gas | 0.072763 | 1542
BG00 | 2024 | Nuclear | 0.05 | 2000
BG00 | 2025 | Coal | 0.1 | 3651
BG00 | 2025 | Gas | 0.073317 | 1670
BG00 | 2025 | Nuclear | 0.05 | 2000
BG00 | 2027 | Coal | 0.1 | 3651
BG00 | 2027 | Gas | 0.067887 | 2177
BG00 | 2027 | Nuclear | 0.05 | 2000
BG00 | 2030 | Coal | 0.1 | 3651
BG00 | 2030 | Gas | 0.065111 | 2577
BG00 | 2030 | Nuclear | 0.05 | 2000
CH00 | 2024 | Nuclear | 0.05 | 2930
CH00 | 2025 | Nuclear | 0.05 | 2930
CH00 | 2027 | Nuclear | 0.05 | 2930
CH00 | 2030 | Nuclear | 0.05 | 2930
CY00 | 2024 | Gas | 0.074286 | 1155
CY00 | 2024 | Other non-RES | 0.09421 | 647.7
CY00 | 2025 | Gas | 0.074286 | 1155
CY00 | 2025 | Other non-RES | 0.09421 | 647.7
CY00 | 2027 | Gas | 0.071331 | 1315
CY00 | 2027 | Other non-RES | 0.09421 | 647.7
CY00 | 2030 | Gas | 0.071331 | 1315
CY00 | 2030 | Other non-RES | 0.09421 | 647.7
CZ00 | 2024 | Coal | 0.11871 | 5428.5502
CZ00 | 2024 | Gas | 0.060628 | 1385.3972
CZ00 | 2024 | Nuclear | 0.05 | 4047.1
CZ00 | 2025 | Coal | 0.12087 | 4866.4702
CZ00 | 2025 | Gas | 0.057652 | 1924.0972
CZ00 | 2025 | Nuclear | 0.05 | 4047.1
CZ00 | 2027 | Coal | 0.12272 | 4470.1822
CZ00 | 2027 | Gas | 0.056822 | 2158.3172
CZ00 | 2027 | Nuclear | 0.05 | 4047.1
CZ00 | 2030 | Coal | 0.12529 | 4110.289
CZ00 | 2030 | Gas | 0.056552 | 2247.1216
CZ00 | 2030 | Nuclear | 0.05 | 4047.1
DE00 | 2024 | Coal | 0.088783 | 25814.09
DE00 | 2024 | Gas | 0.066476 | 29525.0988
DE00 | 2024 | Other non-RES | 0.08 | 1941.47
DE00 | 2025 | Coal | 0.088783 | 25814.09
DE00 | 2025 | Gas | 0.066262 | 29914.1987
DE00 | 2025 | Other non-RES | 0.08 | 1847.95
DE00 | 2027 | Coal | 0.088735 | 25704.09
DE00 | 2027 | Gas | 0.064562 | 33130.2914
DE00 | 2027 | Other non-RES | 0.08 | 1847.95
DE00 | 2030 | Coal | 0.088321 | 24791.09
DE00 | 2030 | Gas | 0.063393 | 36021.9501
DE00 | 2030 | Other non-RES | 0.08 | 1847.95
DKE1 | 2024 | Coal | 0.089606 | 1206.02
DKE1 | 2024 | Gas | 0.077127 | 490.6534
DKE1 | 2024 | Other non-RES | 0.082184 | 596.1
DKE1 | 2025 | Coal | 0.089606 | 1206.02
DKE1 | 2025 | Gas | 0.076584 | 412.6201
DKE1 | 2025 | Other non-RES | 0.082184 | 596.1
DKE1 | 2027 | Coal | 0.089606 | 1206.02
DKE1 | 2027 | Gas | 0.076355 | 386.7342
DKE1 | 2027 | Other non-RES | 0.082184 | 596.1
DKE1 | 2030 | Coal | 0.089606 | 1206.02
DKE1 | 2030 | Gas | 0.076302 | 381.184
DKE1 | 2030 | Other non-RES | 0.082184 | 596.1
DKW1 | 2024 | Coal | 0.099517 | 1365.208
DKW1 | 2024 | Gas | 0.07709 | 1531.9798
DKW1 | 2024 | Other non-RES | 0.08 | 202.7
DKW1 | 2025 | Coal | 0.099511 | 1349.708
DKW1 | 2025 | Gas | 0.077062 | 1517.1613
DKW1 | 2025 | Other non-RES | 0.08 | 202.7
DKW1 | 2027 | Coal | 0.099511 | 1349.708
DKW1 | 2027 | Gas | 0.077065 | 1475.1424
DKW1 | 2027 | Other non-RES | 0.08 | 170.7
DKW1 | 2030 | Coal | 0.1 | 896.858
DKW1 | 2030 | Gas | 0.077146 | 1427.3564
DKW1 | 2030 | Other non-RES | 0.08 | 170.7
EE00 | 2024 | Gas | 0.058198 | 344
EE00 | 2024 | Other non-RES | 0.11967 | 1159
EE00 | 2025 | Gas | 0.058198 | 344
EE00 | 2025 | Other non-RES | 0.11967 | 1159
EE00 | 2027 | Gas | 0.058198 | 344
EE00 | 2027 | Other non-RES | 0.11967 | 1159
EE00 | 2030 | Gas | 0.058198 | 344
EE00 | 2030 | Other non-RES | 0.11967 | 1159
ES00 | 2024 | Coal | 0.1 | 3497.96
ES00 | 2024 | Gas | 0.05 | 24498.56
ES00 | 2024 | Nuclear | 0.05 | 7117.36
ES00 | 2025 | Coal | 0.1 | 3497.96
ES00 | 2025 | Gas | 0.05 | 24498.56
ES00 | 2025 | Nuclear | 0.05 | 7117.36
ES00 | 2027 | Coal | 0.1 | 3497.96
ES00 | 2027 | Gas | 0.05 | 24498.56
ES00 | 2027 | Nuclear | 0.05 | 7117.36
ES00 | 2030 | Coal | 0.1 | 3497.96
ES00 | 2030 | Gas | 0.05 | 24498.56
ES00 | 2030 | Nuclear | 0.05 | 5100.36
FI00 | 2024 | Coal | 0.04 | 2516
FI00 | 2024 | Gas | 0.043775 | 1367
FI00 | 2024 | Nuclear | 0.030924 | 4394
FI00 | 2025 | Coal | 0.04 | 2516
FI00 | 2025 | Gas | 0.043775 | 1367
FI00 | 2025 | Nuclear | 0.030924 | 4394
FI00 | 2027 | Coal | 0.04 | 2516
FI00 | 2027 | Gas | 0.043775 | 1367
FI00 | 2027 | Nuclear | 0.030924 | 4394
FI00 | 2030 | Coal | 0.04 | 2516
FI00 | 2030 | Gas | 0.043775 | 1367
FI00 | 2030 | Nuclear | 0.030924 | 4394
FR00 | 2024 | Coal | 0.075 | 2302
FR00 | 2024 | Gas | 0.05083 | 7189
FR00 | 2024 | Nuclear | 0.053 | 61761
FR00 | 2024 | Other non-RES | 0.08 | 1331
FR00 | 2025 | Coal | 0.075 | 2302
FR00 | 2025 | Gas | 0.05083 | 7189
FR00 | 2025 | Nuclear | 0.053 | 61761
FR00 | 2025 | Other non-RES | 0.08 | 1331
FR00 | 2027 | Coal | 0.075 | 2302
FR00 | 2027 | Gas | 0.05083 | 7189
FR00 | 2027 | Nuclear | 0.053 | 61761
FR00 | 2027 | Other non-RES | 0.08 | 1331
FR00 | 2030 | Coal | 0.075 | 2302
FR00 | 2030 | Gas | 0.05083 | 7189
FR00 | 2030 | Nuclear | 0.053 | 61761
FR00 | 2030 | Other non-RES | 0.08 | 1331
GR00 | 2024 | Coal | 0.075 | 660
GR00 | 2024 | Gas | 0.066089 | 6037.362
GR00 | 2025 | Gas | 0.062354 | 7862.362
GR00 | 2027 | Gas | 0.061181 | 8687.362
GR00 | 2030 | Gas | 0.061181 | 8687.362
GR03 | 2024 | Other non-RES | 0.1113 | 708
GR03 | 2025 | Other non-RES | 0.1113 | 708
GR03 | 2027 | Other non-RES | 0.1113 | 708
GR03 | 2030 | Other non-RES | 0.1113 | 708
HR00 | 2024 | Coal | 0.075 | 290
HR00 | 2024 | Gas | 0.065753 | 1474
HR00 | 2024 | Other non-RES | 0.1 | 303
HR00 | 2025 | Coal | 0.075 | 290
HR00 | 2025 | Gas | 0.065753 | 1474
HR00 | 2025 | Other non-RES | 0.1 | 303
HR00 | 2027 | Coal | 0.075 | 290
HR00 | 2027 | Gas | 0.065753 | 1474
HR00 | 2027 | Other non-RES | 0.1 | 303
HR00 | 2030 | Coal | 0.075 | 290
HR00 | 2030 | Gas | 0.065753 | 1474
HR00 | 2030 | Other non-RES | 0.1 | 303
HU00 | 2024 | Coal | 0.020971 | 585.5
HU00 | 2024 | Gas | 0.023842 | 2026.4
HU00 | 2024 | Nuclear | 0.025291 | 1900
HU00 | 2024 | Other non-RES | 0.024232 | 10
HU00 | 2025 | Coal | 0.020971 | 585.5
HU00 | 2025 | Gas | 0.025589 | 2171.4
HU00 | 2025 | Nuclear | 0.025291 | 1900
HU00 | 2025 | Other non-RES | 0.024232 | 10
HU00 | 2027 | Coal | 0.023871 | 173.5
HU00 | 2027 | Gas | 0.036738 | 3784.4
HU00 | 2027 | Nuclear | 0.025291 | 1900
HU00 | 2027 | Other non-RES | 0.024232 | 10
HU00 | 2030 | Coal | 0.01146 | 58
HU00 | 2030 | Gas | 0.036612 | 3602
HU00 | 2030 | Nuclear | 0.03898 | 4260
HU00 | 2030 | Other non-RES | 0.024232 | 10
IE00 | 2024 | Coal | 0.29631 | 766
IE00 | 2024 | Gas | 0.071422 | 4037
IE00 | 2024 | Other non-RES | 0.13786 | 574
IE00 | 2025 | Coal | 0.29631 | 766
IE00 | 2025 | Gas | 0.071422 | 4037
IE00 | 2025 | Other non-RES | 0.13786 | 574
IE00 | 2027 | Coal | 0.29631 | 766
IE00 | 2027 | Gas | 0.071422 | 4037
IE00 | 2027 | Other non-RES | 0.13786 | 574
IE00 | 2030 | Coal | 0.29631 | 766
IE00 | 2030 | Gas | 0.071422 | 4037
IE00 | 2030 | Other non-RES | 0.13786 | 574
ITCA | 2024 | Gas | 0.051916 | 3497.4
ITCA | 2025 | Gas | 0.051916 | 3497.4
ITCA | 2027 | Gas | 0.051916 | 3497.4
ITCA | 2030 | Gas | 0.051916 | 3497.4
ITCN | 2024 | Gas | 0.054596 | 1077.1
ITCN | 2025 | Gas | 0.054596 | 1077.1
ITCN | 2027 | Gas | 0.054596 | 1077.1
ITCN | 2030 | Gas | 0.054596 | 1077.1
ITCS | 2024 | Coal | 0.075 | 1230
ITCS | 2024 | Gas | 0.054946 | 7112.9
ITCS | 2025 | Gas | 0.054946 | 7112.9
ITCS | 2027 | Gas | 0.054946 | 7112.9
ITCS | 2030 | Gas | 0.054946 | 7112.9
ITN1 | 2024 | Gas | 0.052352 | 24234
ITN1 | 2025 | Gas | 0.052352 | 24234
ITN1 | 2027 | Gas | 0.052352 | 24234
ITN1 | 2030 | Gas | 0.052352 | 24234
ITS1 | 2024 | Gas | 0.051882 | 3954
ITS1 | 2025 | Gas | 0.051882 | 3954
ITS1 | 2027 | Gas | 0.051882 | 3954
ITS1 | 2030 | Gas | 0.051882 | 3954
ITSA | 2024 | Coal | 0.1 | 449
ITSA | 2024 | Gas | 0.08 | 590
ITSA | 2025 | Coal | 0.1 | 449
ITSA | 2025 | Gas | 0.08 | 590
ITSA | 2027 | Coal | 0.1 | 449
ITSA | 2027 | Gas | 0.08 | 590
ITSA | 2030 | Gas | 0.08 | 590
ITSI | 2024 | Gas | 0.057602 | 3012.69
ITSI | 2024 | Other non-RES | 0.1 | 866
ITSI | 2025 | Gas | 0.057602 | 3012.69
ITSI | 2025 | Other non-RES | 0.1 | 866
ITSI | 2027 | Gas | 0.057602 | 3012.69
ITSI | 2027 | Other non-RES | 0.1 | 866
ITSI | 2030 | Gas | 0.057602 | 3012.69
LT00 | 2024 | Gas | 0.06956 | 1158
LT00 | 2025 | Gas | 0.06956 | 1158
LT00 | 2027 | Gas | 0.058137 | 553
LT00 | 2030 | Gas | 0.058137 | 553
LV00 | 2024 | Gas | 0.05 | 1077
LV00 | 2025 | Gas | 0.05 | 1077
LV00 | 2027 | Gas | 0.05 | 1077
LV00 | 2030 | Gas | 0.05 | 1077
ME00 | 2024 | Coal | 0.0875 | 450
ME00 | 2025 | Coal | 0.0875 | 450
ME00 | 2027 | Coal | 0.0875 | 450
ME00 | 2030 | Coal | 0.0875 | 450
MK00 | 2024 | Coal | 0.1 | 450
MK00 | 2024 | Gas | 0.055816 | 309.5
MK00 | 2025 | Coal | 0.1 | 450
MK00 | 2025 | Gas | 0.053217 | 559.5
MK00 | 2027 | Coal | 0.1 | 450
MK00 | 2027 | Gas | 0.053217 | 559.5
MK00 | 2030 | Coal | 0.1 | 450
MK00 | 2030 | Gas | 0.05237 | 759.5
MT00 | 2024 | Gas | 0.08 | 336.3
MT00 | 2024 | Other non-RES | 0.08 | 215
MT00 | 2025 | Gas | 0.08 | 336.3
MT00 | 2025 | Other non-RES | 0.08 | 215
MT00 | 2027 | Gas | 0.08 | 336.3
MT00 | 2027 | Other non-RES | 0.08 | 215
MT00 | 2030 | Gas | 0.070746 | 486.3
MT00 | 2030 | Other non-RES | 0.08 | 215
NL00 | 2024 | Coal | 0.0789 | 4006
NL00 | 2024 | Gas | 0.063231 | 13507
NL00 | 2024 | Nuclear | 0.05 | 486
NL00 | 2024 | Other non-RES | 0 | 4442
NL00 | 2025 | Coal | 0.0789 | 4006
NL00 | 2025 | Gas | 0.062235 | 12766.5
NL00 | 2025 | Nuclear | 0.05 | 486
NL00 | 2025 | Other non-RES | 0 | 4403
NL00 | 2027 | Coal | 0.0789 | 4006
NL00 | 2027 | Gas | 0.062138 | 11980.5
NL00 | 2027 | Nuclear | 0.05 | 486
NL00 | 2027 | Other non-RES | 0 | 4147
NL00 | 2030 | Coal | 0.075 | 1580
NL00 | 2030 | Gas | 0.062589 | 11551.5
NL00 | 2030 | Nuclear | 0.05 | 486
NL00 | 2030 | Other non-RES | 0 | 4147
PL00 | 2024 | Coal | 0.0714 | 22388.1956
PL00 | 2024 | Gas | 0.064481 | 3681.68
PL00 | 2025 | Coal | 0.0714 | 22388.1956
PL00 | 2025 | Gas | 0.064481 | 3681.68
PL00 | 2027 | Coal | 0.0714 | 22388.1956
PL00 | 2027 | Gas | 0.064627 | 5787.85
PL00 | 2030 | Coal | 0.0714 | 22388.1956
PL00 | 2030 | Gas | 0.064627 | 5787.85
PT00 | 2024 | Gas | 0.05 | 3829
PT00 | 2025 | Gas | 0.05 | 3829
PT00 | 2027 | Gas | 0.05 | 3829
PT00 | 2030 | Gas | 0.05 | 3829
RO00 | 2024 | Coal | 0.023803 | 3020.3
RO00 | 2024 | Gas | 0.048772 | 3090.241
RO00 | 2024 | Nuclear | 0.02 | 1300
RO00 | 2025 | Coal | 0.023803 | 3020.3
RO00 | 2025 | Gas | 0.048847 | 3290.241
RO00 | 2025 | Nuclear | 0.02 | 1300
RO00 | 2027 | Coal | 0.023803 | 3020.3
RO00 | 2027 | Gas | 0.04927 | 5194.241
RO00 | 2027 | Nuclear | 0.02 | 1300
RO00 | 2030 | Coal | 0.023803 | 3020.3
RO00 | 2030 | Gas | 0.049295 | 5384.241
RO00 | 2030 | Nuclear | 0.027629 | 2615
RS00 | 2024 | Coal | 0.051264 | 4689.748
RS00 | 2024 | Gas | 0.028249 | 400.9
RS00 | 2025 | Coal | 0.051264 | 4689.748
RS00 | 2025 | Gas | 0.028249 | 400.9
RS00 | 2027 | Coal | 0.052735 | 4999.748
RS00 | 2027 | Gas | 0.028249 | 400.9
RS00 | 2030 | Coal | 0.052735 | 4999.748
RS00 | 2030 | Gas | 0.028249 | 400.9
SE01 | 2024 | Gas | 0.08 | 89.9745
SE01 | 2025 | Gas | 0.08 | 89.9745
SE01 | 2027 | Gas | 0.08 | 89.9745
SE01 | 2030 | Gas | 0.08 | 89.9745
SE02 | 2024 | Gas | 0.08 | 53.748
SE02 | 2025 | Gas | 0.08 | 53.748
SE02 | 2027 | Gas | 0.08 | 53.748
SE02 | 2030 | Gas | 0.08 | 53.748
SE03 | 2024 | Gas | 0.055281 | 324.041
SE03 | 2024 | Nuclear | 0.05 | 6835
SE03 | 2025 | Gas | 0.055281 | 324.041
SE03 | 2025 | Nuclear | 0.05 | 6835
SE03 | 2027 | Gas | 0.08 | 57.041
SE03 | 2027 | Nuclear | 0.05 | 6835
SE03 | 2030 | Gas | 0.08 | 57.041
SE03 | 2030 | Nuclear | 0.05 | 6835
SE04 | 2024 | Gas | 0.056949 | 500.8
SE04 | 2024 | Other non-RES | 0.1 | 660
SE04 | 2025 | Gas | 0.056949 | 500.8
SE04 | 2025 | Other non-RES | 0.1 | 660
SE04 | 2027 | Gas | 0.056949 | 500.8
SE04 | 2030 | Gas | 0.056949 | 500.8
SI00 | 2024 | Coal | 0.019352 | 662
SI00 | 2024 | Gas | 0.040009 | 575
SI00 | 2024 | Nuclear | 0.005 | 703
SI00 | 2025 | Coal | 0.019828 | 584
SI00 | 2025 | Gas | 0.040009 | 575
SI00 | 2025 | Nuclear | 0.005 | 703
SI00 | 2027 | Coal | 0.019828 | 584
SI00 | 2027 | Gas | 0.039037 | 529
SI00 | 2027 | Nuclear | 0.005 | 703
SI00 | 2030 | Coal | 0.021 | 539
SI00 | 2030 | Gas | 0.032815 | 445
SI00 | 2030 | Nuclear | 0.005 | 703
SK00 | 2024 | Coal | 0.049131 | 450.015
SK00 | 2024 | Gas | 0.04652 | 845.741
SK00 | 2024 | Nuclear | 0.012795 | 2312.4403
SK00 | 2024 | Other non-RES | 0 | 133.278
SK00 | 2025 | Coal | 0.049131 | 450.015
SK00 | 2025 | Gas | 0.04652 | 845.741
SK00 | 2025 | Nuclear | 0.011715 | 2751.6373
SK00 | 2025 | Other non-RES | 0 | 133.278
SK00 | 2027 | Coal | 0.049131 | 450.015
SK00 | 2027 | Gas | 0.04652 | 845.741
SK00 | 2027 | Nuclear | 0.011699 | 2759.2373
SK00 | 2027 | Other non-RES | 0 | 133.278
SK00 | 2030 | Coal | 0.050338 | 409.015
SK00 | 2030 | Gas | 0.04652 | 845.741
SK00 | 2030 | Nuclear | 0.011588 | 2814.6373
SK00 | 2030 | Other non-RES | 0 | 133.278
TR00 | 2024 | Coal | 0.099851 | 15979.2189
TR00 | 2024 | Gas | 0.065402 | 25567.7968
TR00 | 2024 | Other non-RES | 0.075 | 342.1332
TR00 | 2025 | Coal | 0.098417 | 16957.9689
TR00 | 2025 | Gas | 0.065333 | 25446.9008
TR00 | 2025 | Nuclear | 0.05 | 1114
TR00 | 2025 | Other non-RES | 0.075 | 342.1332
TR00 | 2027 | Coal | 0.096899 | 17899.4623
TR00 | 2027 | Gas | 0.065298 | 25387.4477
TR00 | 2027 | Nuclear | 0.05 | 3342
TR00 | 2027 | Other non-RES | 0.075 | 342.1332
TR00 | 2030 | Coal | 0.095408 | 19206.5915
TR00 | 2030 | Gas | 0.064751 | 23233.3284
TR00 | 2030 | Nuclear | 0.05 | 4456
TR00 | 2030 | Other non-RES | 0.075 | 316.7192
UA00 | 2024 | Coal |  | 12019.9626
UA00 | 2024 | Gas |  | 2426.1
UA00 | 2024 | Nuclear | 0.017636 | 12468
UA00 | 2025 | Coal |  | 12019.9626
UA00 | 2025 | Gas |  | 2426.1
UA00 | 2025 | Nuclear | 0.017636 | 12468
UA00 | 2027 | Coal |  | 12019.9626
UA00 | 2027 | Gas |  | 2426.1
UA00 | 2027 | Nuclear | 0.017636 | 12468
UA00 | 2030 | Coal |  | 12019.9626
UA00 | 2030 | Gas |  | 2426.1
UA00 | 2030 | Nuclear | 0.017636 | 12468
UK00 | 2024 | Gas | 0.059652 | 39668.22
UK00 | 2024 | Nuclear | 0.05 | 6075
UK00 | 2024 | Other non-RES | 0.1 | 1323.61
UK00 | 2025 | Gas | 0.059773 | 40468.12
UK00 | 2025 | Nuclear | 0.05 | 4289
UK00 | 2025 | Other non-RES | 0.1 | 1213.55
UK00 | 2027 | Gas | 0.059899 | 40122.81
UK00 | 2027 | Nuclear | 0.05 | 5380
UK00 | 2027 | Other non-RES | 0.1 | 975.29
UK00 | 2030 | Gas | 0.06123 | 31962.46
UK00 | 2030 | Nuclear | 0.05 | 5195
UK00 | 2030 | Other non-RES | 0.1 | 393.82
UKNI | 2024 | Coal | 0.069 | 368
UKNI | 2024 | Gas | 0.03 | 1713
UKNI | 2024 | Other non-RES | 0.03782 | 389
UKNI | 2025 | Coal | 0.069 | 368
UKNI | 2025 | Gas | 0.03 | 1713
UKNI | 2025 | Other non-RES | 0.03782 | 389
UKNI | 2027 | Coal | 0.069 | 368
UKNI | 2027 | Gas | 0.03 | 1713
UKNI | 2027 | Other non-RES | 0.03782 | 389
UKNI | 2030 | Coal | 0.069 | 368
UKNI | 2030 | Gas | 0.03 | 1713
UKNI | 2030 | Other non-RES | 0.03782 | 389

## Explicit DSR
Bidding Zone | TY | Price Band 1 capacity (MW) | Price Band 2 capacity (MW) | Price Band 3 capacity (MW) | Price Band 4 capacity (MW) | Price Band 5 capacity (MW) | Price Band 6 capacity (MW) | Price Band 7 capacity (MW) | Price Band 8 capacity (MW) | Activation Price for demand reduction for Price Band 1 (EUR/MWh) | Activation Price for demand reduction for Price Band 2 (EUR/MWh) | Activation Price for demand reduction for Price Band 3 (EUR/MWh) | Activation Price for demand reduction for Price Band 4 (EUR/MWh) | Activation Price for demand reduction for Price Band 5 (EUR/MWh) | Activation Price for demand reduction for Price Band 6 (EUR/MWh) | Activation Price for demand reduction for Price Band 7 (EUR/MWh) | Activation Price for demand reduction for Price Band 8 (EUR/MWh) | Max hours to be used per day for Price Band 1 | Max hours to be used per day for Price Band 2 | Max hours to be used per day for Price Band 3 | Max hours to be used per day for Price Band 4 | Max hours to be used per day for Price Band 5 | Max hours to be used per day for Price Band 6 | Max hours to be used per day for Price Band 7 | Max hours to be used per day for Price Band 8
AL00 | 2024
AL00 | 2025
AL00 | 2027
AL00 | 2030
AT00 | 2024 | 50 | [7 empty] | 500 | [7 empty] | 24
AT00 | 2025 | 200 | [7 empty] | 500 | [7 empty] | 24
AT00 | 2027 | 320 | [7 empty] | 500 | [7 empty] | 24
AT00 | 2030 | 700 | [7 empty] | 500 | [7 empty] | 24
BA00 | 2024
BA00 | 2025
BA00 | 2027
BA00 | 2030
BE00 | 2024 | 204.6808 | 409.3616 | 136.4539 | 136.4539 | 477.5885 |  |  |  | 300 | 500 | 1000 | 1500 | 2000 |  |  |  | 0 | 8 | 1 | 4 | 2
BE00 | 2025 | 219.0085 | 438.0169 | 146.0056 | 146.0056 | 511.0197 |  |  |  | 300 | 500 | 1000 | 1500 | 2000 |  |  |  | 0 | 8 | 1 | 4 | 2
BE00 | 2027 | 246.7768 | 493.5867 | 164.7956 | 164.5723 | 575.568 |  |  |  | 300 | 500 | 1000 | 1500 | 2000 |  |  |  | 0 | 8 | 1 | 4 | 2
BE00 | 2030 | 291.1073 | 582.3469 | 194.1823 | 194.1265 | 679.272 |  |  |  | 300 | 500 | 1000 | 1500 | 2000 |  |  |  | 0 | 8 | 1 | 4 | 2
BG00 | 2024
BG00 | 2025
BG00 | 2027
BG00 | 2030
CH00 | 2024
CH00 | 2025
CH00 | 2027
CH00 | 2030
CY00 | 2024
CY00 | 2025
CY00 | 2027
CY00 | 2030
CZ00 | 2024
CZ00 | 2025 | 50 | [7 empty] | 500 | [7 empty] | 5
CZ00 | 2027 | 70 | [7 empty] | 500 | [7 empty] | 5
CZ00 | 2030 | 100 | [7 empty] | 500 | [7 empty] | 5
DE00 | 2024 | 0 | 0 | 510.442 | 821.8 | 1404.238 | 0 |  |  | 100 | 125 | 150 | 200 | 300 | 756 |  |  | 24 | 24 | 24 | 24 | 24 | 24
DE00 | 2025 | 0 | 0 | 600.52 | 821.8 | 1576.48 | 0 |  |  | 100 | 125 | 150 | 200 | 300 | 756 |  |  | 24 | 24 | 24 | 24 | 24 | 24
DE00 | 2027 | 44.8 | 139.74 | 780.676 | 1013.16 | 2020.644 | 0 |  |  | 100 | 125 | 150 | 200 | 300 | 756 |  |  | 24 | 24 | 24 | 24 | 24 | 24
DE00 | 2030 | 112 | 349.35 | 1050.91 | 1300.2 | 2686.89 | 0 |  |  | 100 | 125 | 150 | 200 | 300 | 756 |  |  | 24 | 24 | 24 | 24 | 24 | 24
DEKF | 2024
DEKF | 2025
DEKF | 2027
DEKF | 2030
DKE1 | 2024
DKE1 | 2025
DKE1 | 2027
DKE1 | 2030
DKKF | 2024
DKKF | 2025
DKKF | 2027
DKKF | 2030
DKW1 | 2024
DKW1 | 2025
DKW1 | 2027
DKW1 | 2030
EE00 | 2024 | 45 | [7 empty] | 500 | [7 empty] | 24
EE00 | 2025 | 60 | [7 empty] | 500 | [7 empty] | 24
EE00 | 2027 | 90 | [7 empty] | 500 | [7 empty] | 24
EE00 | 2030 | 135 | [7 empty] | 500 | [7 empty] | 24
ES00 | 2024
ES00 | 2025
ES00 | 2027
ES00 | 2030
FI00 | 2024 | 53.3333 | 280 | 90 | 0 | 602.3105 | 602.3105 | 0 |  | 50 | 75 | 100 | 150 | 160 | 240 | 250 |  | 6 | 24 | 2 | 4 | 24 | 4 | 24
FI00 | 2025 | 91.6667 | 366.6667 | 100 | 0 | 665.6447 | 665.6447 | 0 |  | 50 | 75 | 100 | 150 | 160 | 240 | 250 |  | 6 | 24 | 2 | 4 | 24 | 4 | 24
FI00 | 2027 | 170 | 612 | 320 | 376 | 765.2257 | 765.2257 | 0 |  | 50 | 75 | 100 | 150 | 160 | 240 | 250 |  | 6 | 24 | 2 | 4 | 24 | 4 | 24
FI00 | 2030 | 287.5 | 862.5 | 650 | 940 | 950.4158 | 950.4158 | 0 |  | 50 | 75 | 100 | 150 | 160 | 240 | 250 |  | 6 | 24 | 2 | 4 | 24 | 4 | 24
FR00 | 2024 | 4000 | [7 empty] | 350 | [7 empty] | 17
FR00 | 2025 | 4200 | [7 empty] | 350 | [7 empty] | 17
FR00 | 2027 | 5800 | [7 empty] | 350 | [7 empty] | 17
FR00 | 2030 | 6500 | [7 empty] | 350 | [7 empty] | 17
GR00 | 2024 | 80 | [7 empty] | 250 | [7 empty] | 6
GR00 | 2025 | 100 | [7 empty] | 250 | [7 empty] | 6
GR00 | 2027 | 140 | [7 empty] | 250 | [7 empty] | 6
GR00 | 2030 | 250 | [7 empty] | 250 | [7 empty] | 6
GR03 | 2024
GR03 | 2025
GR03 | 2027
GR03 | 2030
HR00 | 2024 | 57 | [7 empty] | 2999 | [7 empty] | 24
HR00 | 2025 | 57 | [7 empty] | 2999 | [7 empty] | 24
HR00 | 2027 | 57 | [7 empty] | 2999 | [7 empty] | 24
HR00 | 2030 | 57 | [7 empty] | 2999 | [7 empty] | 24
HU00 | 2024
HU00 | 2025
HU00 | 2027
HU00 | 2030
IE00 | 2024 | 100 | 500 | [6 empty] | 0 | 3000 | [6 empty] | 24 | 4
IE00 | 2025 | 100 | 630 | [6 empty] | 0 | 3000 | [6 empty] | 24 | 4
IE00 | 2027 | 100 | 550 | [6 empty] | 0 | 3000 | [6 empty] | 24 | 4
IE00 | 2030 | 100 | 550 | [6 empty] | 0 | 3000 | [6 empty] | 24 | 4
ITCA | 2024 | 0 | 0 | 0 | 0 | 0 | 0 | 0 |  | 50 | 75 | 100 | 125 | 150 | 200 | 250 |  | 24 | 24 | 24 | 24 | 24 | 24 | 24
ITCA | 2025 | 0 | 0 | 0 | 0 | 0 | 0 | 0 |  | 50 | 75 | 100 | 125 | 150 | 200 | 250 |  | 24 | 24 | 24 | 24 | 24 | 24 | 24
ITCA | 2027 | 0 | 0 | 0 | 0 | 0 | 0 | 0 |  | 50 | 75 | 100 | 125 | 150 | 200 | 250 |  | 24 | 24 | 24 | 24 | 24 | 24 | 24
ITCA | 2030 | 0 | 0 | 0 | 0 | 0 | 0 | 0 |  | 50 | 75 | 100 | 125 | 150 | 200 | 250 |  | 24 | 24 | 24 | 24 | 24 | 24 | 24
ITCN | 2024
ITCN | 2025
ITCN | 2027
ITCN | 2030
ITCS | 2024
ITCS | 2025
ITCS | 2027
ITCS | 2030
ITN1 | 2024
ITN1 | 2025
ITN1 | 2027
ITN1 | 2030
ITS1 | 2024
ITS1 | 2025
ITS1 | 2027
ITS1 | 2030
ITSA | 2024
ITSA | 2025
ITSA | 2027
ITSA | 2030
ITSI | 2024
ITSI | 2025
ITSI | 2027
ITSI | 2030
LT00 | 2024 | 7.5 | [7 empty] | 100 | [7 empty] | 24
LT00 | 2025 | 10 | [7 empty] | 100 | [7 empty] | 24
LT00 | 2027 | 22 | [7 empty] | 100 | [7 empty] | 24
LT00 | 2030 | 40 | [7 empty] | 100 | [7 empty] | 24
LUB1 | 2024
LUB1 | 2025
LUB1 | 2027
LUB1 | 2030
LUF1 | 2024
LUF1 | 2025
LUF1 | 2027
LUF1 | 2030
LUG1 | 2024 | 4.2857 | [7 empty] | 500 | [7 empty] | 5
LUG1 | 2025 | 5 | [7 empty] | 500 | [7 empty] | 5
LUG1 | 2027 | 6.4286 | [7 empty] | 500 | [7 empty] | 5
LUG1 | 2030 | 8.5714 | [7 empty] | 500 | [7 empty] | 5
LUV1 | 2024
LUV1 | 2025
LUV1 | 2027
LUV1 | 2030
LV00 | 2024 | 10 | 20 | 40 | 80 |  |  |  |  | 150 | 200 | 300 | 500 |  |  |  |  | 24 | 24 | 24 | 24
LV00 | 2025 | 10 | 20 | 40 | 80 |  |  |  |  | 150 | 200 | 300 | 500 |  |  |  |  | 24 | 24 | 24 | 24
LV00 | 2027 | 10 | 20 | 40 | 80 |  |  |  |  | 150 | 200 | 300 | 500 |  |  |  |  | 24 | 24 | 24 | 24
LV00 | 2030 | 10 | 20 | 40 | 80 |  |  |  |  | 150 | 200 | 300 | 500 |  |  |  |  | 24 | 24 | 24 | 24
ME00 | 2024
ME00 | 2025
ME00 | 2027
ME00 | 2030
MK00 | 2024
MK00 | 2025
MK00 | 2027
MK00 | 2030
MT00 | 2024
MT00 | 2025
MT00 | 2027
MT00 | 2030
NL00 | 2024 | 700 | [7 empty] | 500 | [7 empty] | 24
NL00 | 2025 | 700 | [7 empty] | 500 | [7 empty] | 24
NL00 | 2027 | 700 | [7 empty] | 500 | [7 empty] | 24
NL00 | 2030 | 700 | [7 empty] | 500 | [7 empty] | 24
NOM1 | 2024 | 418.8 | 56.7 | 1041.3 | [5 empty] | 200 | 500 | 1000 | [5 empty] | 1 | 7 | 24
NOM1 | 2025 | 424.2 | 62.4 | 1073.2 | [5 empty] | 200 | 500 | 1000 | [5 empty] | 1 | 7 | 24
NOM1 | 2027 | 435 | 73.9 | 1137 | [5 empty] | 200 | 500 | 1000 | [5 empty] | 1 | 7 | 24
NOM1 | 2030 | 451.1 | 91 | 1232.6 | [5 empty] | 200 | 500 | 1000 | [5 empty] | 1 | 7 | 24
NON1 | 2024 | 274.9 | 22.8 | 116.4 | 803.1 |  |  |  |  | 200 | 375 | 500 | 1000 |  |  |  |  | 1 | 4 | 7 | 24
NON1 | 2025 | 271.4 | 28.5 | 119.3 | 855.7 |  |  |  |  | 200 | 375 | 500 | 1000 |  |  |  |  | 1 | 4 | 7 | 24
NON1 | 2027 | 264.4 | 40 | 125 | 961 |  |  |  |  | 200 | 375 | 500 | 1000 |  |  |  |  | 1 | 4 | 7 | 24
NON1 | 2030 | 254 | 57.1 | 133.6 | 1119 |  |  |  |  | 200 | 375 | 500 | 1000 |  |  |  |  | 1 | 4 | 7 | 24
NOS0 | 2024 | 326.6 | 0 | 619.2 | 2679.7 |  |  |  |  | 200 | 375 | 500 | 1000 |  |  |  |  | 1 | 4 | 7 | 24
NOS0 | 2025 | 333.1 | 0 | 653 | 2827.1 |  |  |  |  | 200 | 375 | 500 | 1000 |  |  |  |  | 1 | 4 | 7 | 24
NOS0 | 2027 | 346.1 | 0 | 720.6 | 3122.3 |  |  |  |  | 200 | 375 | 500 | 1000 |  |  |  |  | 1 | 4 | 7 | 24
NOS0 | 2030 | 365.6 | 0 | 822 | 3565 |  |  |  |  | 200 | 375 | 500 | 1000 |  |  |  |  | 1 | 4 | 7 | 24
PL00 | 2024
PL00 | 2025
PL00 | 2027
PL00 | 2030
PT00 | 2024
PT00 | 2025
PT00 | 2027
PT00 | 2030
RO00 | 2024
RO00 | 2025
RO00 | 2027
RO00 | 2030
RS00 | 2024
RS00 | 2025
RS00 | 2027
RS00 | 2030
SE01 | 2024 | 53.9143 | 53.9143 | 53.9143 | [5 empty] | 150 | 244 | 376 | [5 empty] | 24 | 24 | 24
SE01 | 2025 | 56.8286 | 56.8286 | 56.8286 | [5 empty] | 150 | 244 | 376 | [5 empty] | 24 | 24 | 24
SE01 | 2027 | 62.6571 | 62.6571 | 62.6571 | [5 empty] | 150 | 244 | 376 | [5 empty] | 24 | 24 | 24
SE01 | 2030 | 71.4 | 71.4 | 71.4 | [5 empty] | 150 | 244 | 376 | [5 empty] | 24 | 24 | 24
SE02 | 2024 | 81.4 | 81.4 | 81.4 | [5 empty] | 150 | 244 | 376 | [5 empty] | 24 | 24 | 24
SE02 | 2025 | 85.8 | 85.8 | 85.8 | [5 empty] | 150 | 244 | 376 | [5 empty] | 24 | 24 | 24
SE02 | 2027 | 94.6 | 94.6 | 94.6 | [5 empty] | 150 | 244 | 376 | [5 empty] | 24 | 24 | 24
SE02 | 2030 | 107.8 | 107.8 | 107.8 | [5 empty] | 150 | 244 | 376 | [5 empty] | 24 | 24 | 24
SE03 | 2024 | 235.7429 | 235.7429 | 235.7429 | [5 empty] | 150 | 244 | 376 | [5 empty] | 24 | 24 | 24
SE03 | 2025 | 248.4857 | 248.4857 | 248.4857 | [5 empty] | 150 | 244 | 376 | [5 empty] | 24 | 24 | 24
SE03 | 2027 | 273.9714 | 273.9714 | 273.9714 | [5 empty] | 150 | 244 | 376 | [5 empty] | 24 | 24 | 24
SE03 | 2030 | 312.2 | 312.2 | 312.2 | [5 empty] | 150 | 244 | 376 | [5 empty] | 24 | 24 | 24
SE04 | 2024 | 66.6 | 66.6 | 66.6 | [5 empty] | 150 | 244 | 376 | [5 empty] | 24 | 24 | 24
SE04 | 2025 | 70.2 | 70.2 | 70.2 | [5 empty] | 150 | 244 | 376 | [5 empty] | 24 | 24 | 24
SE04 | 2027 | 77.4 | 77.4 | 77.4 | [5 empty] | 150 | 244 | 376 | [5 empty] | 24 | 24 | 24
SE04 | 2030 | 88.2 | 88.2 | 88.2 | [5 empty] | 150 | 244 | 376 | [5 empty] | 24 | 24 | 24
SI00 | 2024 | 61 | [7 empty] | 400 | [7 empty] | 24
SI00 | 2025 | 67 | [7 empty] | 400 | [7 empty] | 24
SI00 | 2027 | 81 | [7 empty] | 400 | [7 empty] | 24
SI00 | 2030 | 108 | [7 empty] | 400 | [7 empty] | 24
SK00 | 2024
SK00 | 2025
SK00 | 2027
SK00 | 2030
TR00 | 2024
TR00 | 2025
TR00 | 2027
TR00 | 2030
UA00 | 2024
UA00 | 2025
UA00 | 2027
UA00 | 2030
UK00 | 2024 | 3153.8249 | [7 empty] | 500 | [7 empty] | 24
UK00 | 2025 | 3565.8391 | [7 empty] | 500 | [7 empty] | 24
UK00 | 2027 | 4646.5143 | [7 empty] | 500 | [7 empty] | 24
UK00 | 2030 | 8017.5814 | [7 empty] | 500 | [7 empty] | 24
UKNI | 2024 | 165 | [7 empty] | 3000 | [7 empty] | 4
UKNI | 2025 | 225 | [7 empty] | 3000 | [7 empty] | 4
UKNI | 2027 | 235 | [7 empty] | 3000 | [7 empty] | 4
UKNI | 2030 | 235 | [7 empty] | 3000 | [7 empty] | 4